## Schedule-1
GREAT NICOBAR ISLAND GAS ENGINE POWER PROJECT (108 MW ±5 MW) EPC PACKAGE BIDDING DOCUMENT NO: CS-6401-001-2
SCHEDULE OF RATES AND PRICES:
Bidder's Name and Address :
SCHEDULE- 1 : Plant and Equipment including type test charges and mandatory spares to be supplied from Abroad. (BREAK-UP TO BE FURNISHED BEFORE AWARD)
Item | Description | Code* | TOTAL PRICE (Currency to be specified by Bidder)
|  |  | Currency 1 |  | Currency 2 |  | Currency 3 |  | Currency 4
|  |  | INR |  | USD |  | EUR |  | JPY
|  |  | FOB | CIF (Indian port of entry) | FOB | CIF (Indian port of entry) | FOB | CIF (Indian port of entry) | FOB | CIF (Indian port of entry)
1 | 2 | 3 | 4 | 5 | 4 | 5 | 4 | 5 | 4 | 5
A
1 | MAIN EQUIPMENT INCLUDING FACTORY FABRICATED STEEL STRUCTURES FOR GREAT NICOBAR ISLAND GAS ENGINE POWER PROJECT (108 MW ±5 MW) AS PER TECHNICAL SPECIFICATION, PART-A, SECTION-VI
2 | MAIN EQUIPMENT FOR ROOFTOP SOLAR PV AS PER VOLUME-III, PART-A, SECTION-VI
3 | Any other Main Equipments not covered in 1 & 2 above but required for the Scope of work under the package
| TOTAL (A) MAIN EQUIPMENT [(1) + (2) + (3)] |  | 0 | 0 | 0 | 0 | 0 | 0 | 0 | 0
B | MANDATORY SPARES:-
1 | MANDATORY SPARES FOR Main equipment [BOQ AS SPECIFIED IN Volume-III, PART-A, SECTION-VI, Technical Specifications ] (Bidder is reqired to fill the Unit Price of EACH Mandatory Sapres items serially , GIVEN BELOW, as specified in Part-A, Section-VI) |  |  | 0 |  | 0 |  | 0 |  | 0
2 | MANDATORY SPARES FOR ROOFTOP SOLAR PV [BOQ AS SPECIFIED IN Volume-III, PART-A, SECTION-VI, Technical Specifications ] (Bidder is reqired to fill the Unit Price of EACH Mandatory Spare items serially, GIVEN BELOW, as specified in Part-A, Section-VI) |  |  | 0 |  | 0 |  | 0 |  | 0
| SUB TOTAL (B) MANDATORY SPARES |  | 0 | 0 | 0 | 0 | 0 | 0 | 0 | 0
| SUB TOTAL (A+B) |  | 0 | 0 | 0 | 0 | 0 | 0 | 0 | 0
C | SUB-TOTAL OF TYPE TEST CHARGES (AS PER FURTHER BREAK-UP OF TYPE TEST CHARGES GIVEN IN SCHEDULE-8A)
| GRAND TOTAL (A+B+C) ( To be filled up in BOQ SHEET (CIF value) ) |  | 0 | 0 | 0 | 0 | 0 | 0 | 0 | 0
LOCAL AGENT'S COMMISSION (IF ANY): ......................................
(Included in FOB prices indicated above)
* Bidders shall enter a code representing the country of origin of all imported plant and equipment including mandatory spares.
S.No. | Code | Country
1 | ....................................................................................................
2 | ....................................................................................................
3 | ....................................................................................................
4 | ....................................................................................................
5 | ....................................................................................................
6 | ....................................................................................................
7 | .................................................................................................... (ATTACH SEPARATE SHEET, IF REQUIRED)
Note:
1 | The summation of quantity of Factory fabricated structural works quoted by bidder, in Schedule-1 and/or Schedule-2 and the site fabricated steel structural works quoted by bidder in Schedule-4 shall be equal to total quantity of structural works envisaged by the bidder under the package. Installation Services price for factory fabricated steel structural items shall be separately indicated by the bidder in Schedule-4.
2 | Bidder to note that only factory fabricated items and not the raw material shall be quoted in Schedule-1 and/or Schedule-2
3 | Sequence of painting of structures as given in Technical Specification shall be followed.
4 | Bidders are required to indicate the break up of Type Test Charges in Schedule-8A.
5 | Bidders are required to quote lumpsum price separately for various systems/equipments of main equipment and mandatory spares as sought in this schedule based on BOQ for main equipment & mandatory spares specified in Technical Specification.
6 | Interchangebility and Packings: All spares supplied under this contract shall be strictly interchangeable with parts for which they are intended for replacements. These spares should include all mounted accessories like components, boards, add or items, fitting, connectors etc. and be complete in all respects so that the replacement of the main items by these spares does not require any additional item. The vendors must conform the pair to pair compatibility of each electrical spares modules with the modules supplied in the original package. All electronic modules should be pre set and/or preprogrammed for ready use at site. Alternatively, suitable instruction sheet indicating the details of required PCB jumper position, BCD switch setting, EPROM/PROM listing etc should be packed along with each module. Also a caution mark sign should be put on all such module which needs pre setting/pre programming before putting them in to service. The spare shall be treated and properly packed for long term storage
7 | Identification: Each spare shall be clearly marked and labeled on the outside of the packing with its description. When more than one spare part is packed in single case, a general description of the contents shall be shown on the outside of such case and a detailed list enclosed. All cases, containers and other packages must be suitably marked and numbered for the purpose of identification.
8 | In case the description / quantity for any item mentioned in Schedule is at variance from what has been stated in Technical Specification and its subsequent amendments and clarifications, the stipulations of Technical Specification and its subsequent amendment and clarification shall prevail.
9 | NTPC may place the award for any mandatory spares with NOA and/or within three years from the date of NOA as per mutually agreed despatch schedule and as per the price quoted by the bidder in their bid in accordance with the relevant clauses. However, the sum of the price quoted for all the mandatory spares shall be considered for evaluation purpose.
10 | Bidder to refer ITB clause 11.1(d) while quoting its bid price.
11 | Unless stated otherwise a 'set' means items or sub-items required for each type/size range of the assembly/sub-assembly, required for complete replacement in one unit. It is further, intended that the assembly/sub-assembly which have different orientation (like left hand or right hand, top or bottom), different direction of rotation or mirror image positioning or any other reasons which result in maintaining two different sets of the spares to be used for the subject assembly/sub-assembly, these shall be considered as different types of assembly/sub-assembly.
12 | Wherever quantity has been specified as percentage (%), the quantity of mandatory spares to be provided by the Contractor shall be the specified percentage (%) of the total population required to meet the specification requirements. In case the quantity of Mandatory Spares so calculated to be fraction, the same shall be rounded off to next higher whole number. In case the main population of any item is only one no., then the spare quantity shall also be one no., overriding requirements indicated in above list of Clauses.
13 | Wherever the quantities have been indicated for each type, size, thickness, materials, radius, range etc. these shall cover all the items supplied and installed and the breakup for these shall be furnished in the bid.
14 | In case spares indicated in the list are not applicable to the particular design offered by the bidder, the bidder should offer spares applicable to offered design with quantities generally in line with approach followed in the above list
15 | Quantity of Mandatory Spares shall be as per Technical Specification, Section VI. Bidder is required to fill Quantity as well as unit price against each Mandatory Spares. If any of the quantity or unit price is left blank or it is different from technical specification, it will be considered inclusive in the Price Quoted as per the quantity mentioned in Technical Specification.
16 | Bidder has to mandatorily fill the mandatory spare list with price as below
LIST OF MANDATORY SPARES (Bidder to fill 'Currency' column, 'Unit Price' column)
Item | Item Description | QTY | UNIT | *Currency 1 (INR) Unit Price CIF (Indian port of entry | *Currency 2 (USD) Unit Price CIF (Indian port of entry | *Currency 3 (EURO) Unit Price CIF (Indian port of entry | *Currency 4 (JPY) Unit Price CIF (Indian port of entry | *Currency 1 (INR) Total Price CIF (Indian port of entry | *Currency 2 (USD) Total Price CIF (Indian port of entry | *Currency 3 (EURO) Total Price CIF (Indian port of entry | *Currency 4 (JPY) Total Price CIF (Indian port of entry
MECHANICAL
GAS ENGINE AND AUXILIARIES
I | Engine Block, Bearings, Oil Sump & Covers
1 | Camshaft Bearing Bush | 10% of total population of all engines. | Lot |  |  |  |  | 0 | 0 | 0 | 0
2 | Cylinder head screw | 5% of total population of all engines. | Lot |  |  |  |  | 0 | 0 | 0 | 0
3 | Cylinder liner | 10% of total population of all engines. | Lot |  |  |  |  | 0 | 0 | 0 | 0
4 | Antipolishing Ring | 10% of total population of all engines. | Lot |  |  |  |  | 0 | 0 | 0 | 0
5 | Sealing Set | 10% of total population of all engines. | Lot |  |  |  |  | 0 | 0 | 0 | 0
6 | Thrust Bearing Kit | 20% of total population of all engines. | Lot |  |  |  |  | 0 | 0 | 0 | 0
7 | Main Bearing Kit | 20% of total population of all engines. | Lot |  |  |  |  | 0 | 0 | 0 | 0
8 | Sealing kit for Covers & End Covers | 10% of total population of all engines. | Lot |  |  |  |  | 0 | 0 | 0 | 0
II. | Connecting Rod & Piston
9 | Big End Bearing kit | 10% of total population of all engines. | Lot |  |  |  |  | 0 | 0 | 0 | 0
10 | Piston | 1 nos. X number of engines offered. | Lot |  |  |  |  | 0 | 0 | 0 | 0
11 | Piston Ring set | 1 nos. X number of engines offered. | Lot |  |  |  |  | 0 | 0 | 0 | 0
12 | Small End Bearings | 10% of total population of all engines. | Lot |  |  |  |  | 0 | 0 | 0 | 0
13 | Connecting Rod Screws | 10% of total population of all engines. | Lot |  |  |  |  | 0 | 0 | 0 | 0
14 | Shims | 20% of total population of all engines. | Lot |  |  |  |  | 0 | 0 | 0 | 0
15 | Connecting Rod | 1 nos. X number of engines offered. | Lot |  |  |  |  | 0 | 0 | 0 | 0
16 | Securing Ring | 10% of total population of all engines. | Lot |  |  |  |  | 0 | 0 | 0 | 0
17 | Gudgeon Pin | 10% of total population of all engines. | Lot |  |  |  |  | 0 | 0 | 0 | 0
III | Cylinder Head with Valves
18 | Cylinder Head | 1 no. X number of engines offered. | Lot |  |  |  |  | 0 | 0 | 0 | 0
19 | Starting valve | 1 no. X number of engines offered. | Lot |  |  |  |  | 0 | 0 | 0 | 0
20 | Inlet valve (complete) | 1 no. X number of engines offered. | Lot |  |  |  |  | 0 | 0 | 0 | 0
21 | Sealing set for Cylinder head replacement | 1 no. X number of engines offered. | Lot |  |  |  |  | 0 | 0 | 0 | 0
22 | Seat ring for inlet valve | 1 no. X number of engines offered. | Lot |  |  |  |  | 0 | 0 | 0 | 0
23 | Seat ring for outlet valve | 1 no. X number of engines offered. | Lot |  |  |  |  | 0 | 0 | 0 | 0
24 | Sealing set for cylinder head overhaul | 1 no. X number of engines offered. | Lot |  |  |  |  | 0 | 0 | 0 | 0
25 | Exhaust Valve (complete) | 1 no. X number of engines offered. | Lot |  |  |  |  | 0 | 0 | 0 | 0
IV | Valve Mechanism & Camshaft
26 | Intermediate Gear | 10% of total population of all engines. | Lot |  |  |  |  | 0 | 0 | 0 | 0
27 | Intermediate Gear Bearing | 10% of total population of all engines. | Lot |  |  |  |  | 0 | 0 | 0 | 0
28 | Camshaft piece | 1 no. X number of engines offered. | Lot |  |  |  |  | 0 | 0 | 0 | 0
29 | Push Rod | 10% of total population of all engines. | Lot |  |  |  |  | 0 | 0 | 0 | 0
30 | Protecting pipes | 10% of total population of all engines. | Lot |  |  |  |  | 0 | 0 | 0 | 0
31 | Valve tappet | 10% of total population of all engines. | Lot |  |  |  |  | 0 | 0 | 0 | 0
32 | Gear | 10% of total population of all engines. | Lot |  |  |  |  | 0 | 0 | 0 | 0
33 | Guide pin | 10% of total population of all engines. | Lot |  |  |  |  | 0 | 0 | 0 | 0
34 | Screw | 10% of total population of all engines. | Lot |  |  |  |  | 0 | 0 | 0 | 0
V | Turbocharger, charge Air Cooler & Waste Gates
35 | Charge Air Cooler | 10% of total population of all engines. | Lot |  |  |  |  | 0 | 0 | 0 | 0
36 | Turbocharger Bearings | 20% of total population of all engines. | Lot |  |  |  |  | 0 | 0 | 0 | 0
37 | Turbocharger Thrust collar | 1 nos. X number of engines offered. | Lot |  |  |  |  | 0 | 0 | 0 | 0
38 | Turbine Inlet casings | 1 no. X number of engines offered. | Lot |  |  |  |  | 0 | 0 | 0 | 0
39 | Turbocharger Nozzle Ring | 1 no. X number of engines offered. | Lot |  |  |  |  | 0 | 0 | 0 | 0
40 | Turbocharger Shroud Ring | 1 no. X number of engines offered. | Lot |  |  |  |  | 0 | 0 | 0 | 0
41 | Turbine outlet Casings | 1 no. X number of engines offered. | Lot |  |  |  |  | 0 | 0 | 0 | 0
42 | Turbocharger Rotor & Rotating parts | 1 no. X number of engines offered. | Lot |  |  |  |  | 0 | 0 | 0 | 0
VI | Ignition Equipment & Gas Manifold
43 | Spark Plug | 3 nos. X number of engines offered. | Lot |  |  |  |  | 0 | 0 | 0 | 0
44 | Pre Combustion Chamber Valve | 1 nos. X number of engines offered. | Lot |  |  |  |  | 0 | 0 | 0 | 0
45 | Ignition Module | 1 no. X number of engines offered. | Lot |  |  |  |  | 0 | 0 | 0 | 0
46 | Connection piece/pipes (All types) | 1 nos. each type X number of engines offered. | Lot |  |  |  |  | 0 | 0 | 0 | 0
47 | Ignition Cable | 1 nos. X number of engines offered. | Lot |  |  |  |  | 0 | 0 | 0 | 0
48 | Main Gas admission valves | 1 nos. X number of engines offered. | Lot |  |  |  |  | 0 | 0 | 0 | 0
VII | Lubricating oil system
49 | Pump Sealing Set | 1 sets X number of engines offered. | Lot |  |  |  |  | 0 | 0 | 0 | 0
50 | Fuel Feed pipes | 1 no X number of engines offered. | Lot |  |  |  |  | 0 | 0 | 0 | 0
51 | Lube oil pump Bearings | 10% of total population of all engines. | Lot |  |  |  |  | 0 | 0 | 0 | 0
52 | Lube Oil service Kit | 20% of total population of all engines. | Lot |  |  |  |  | 0 | 0 | 0 | 0
53 | Lube Oil Thermostat element | 20% of total population of all engines. | Lot |  |  |  |  | 0 | 0 | 0 | 0
54 | Lube Oil Thermostatic element set | 1 nos. X number of engines offered. | Lot |  |  |  |  | 0 | 0 | 0 | 0
55 | Lube Oil filter Candles | 20% of total population of all engines. | Lot |  |  |  |  | 0 | 0 | 0 | 0
56 | Lube oil pump Driving Gear | 1 no. X number of engines offered. | Lot |  |  |  |  | 0 | 0 | 0 | 0
57 | Pre Lube Oil pump gear | 1 nos. X number of engines offered. | Lot |  |  |  |  | 0 | 0 | 0 | 0
VIII
IX | Governor
58 | Governor Drive Bearing | 1 set X number of engines offered | Lot |  |  |  |  | 0 | 0 | 0 | 0
X | Cooling water System
59 | LT water pump | 1 no. X number of engines offered. | Lot |  |  |  |  | 0 | 0 | 0 | 0
60 | HT water pump | 1 no. X number of engines offered. | Lot |  |  |  |  | 0 | 0 | 0 | 0
61 | Driving gear (All types) | 10% of total population of all engines | Lot |  |  |  |  | 0 | 0 | 0 | 0
62 | NRV for cooling pumps | 10% of total population of all engines | Lot |  |  |  |  | 0 | 0 | 0 | 0
XI | Exhaust System
63 | Positioner | 5% of total population of all engines. | Lot |  |  |  |  | 0 | 0 | 0 | 0
64 | Bellows (All types) | 10% of total population of all engines (each type) | Lot |  |  |  |  | 0 | 0 | 0 | 0
65 | Multiduct service Kit | 20% of total population of all engines | Lot |  |  |  |  | 0 | 0 | 0 | 0
XII | Automation & Engine Control
66 | Knock Sensor | 1 no. X number of engines offered. | Lot |  |  |  |  | 0 | 0 | 0 | 0
67 | Temperature Sensor (All types) | 10% of total population of all engines (each type) | Lot |  |  |  |  | 0 | 0 | 0 | 0
68 | Control Unit CCM | 1 no. X number of engines offered. | Lot |  |  |  |  | 0 | 0 | 0 | 0
69 | Electronic Unit IOM | 1 nos. X number of engines offered. | Lot |  |  |  |  | 0 | 0 | 0 | 0
70 | Control Unit | 20% of total population of all engines | Lot |  |  |  |  | 0 | 0 | 0 | 0
71 | Engine Safety module | 20% of total population of all engines | Lot |  |  |  |  | 0 | 0 | 0 | 0
72 | Pressure Transducer | 10% of total population of all engines | Lot |  |  |  |  | 0 | 0 | 0 | 0
73 | Pressure Sensor (All types) | 10% of total population of all engines (each type) | Lot |  |  |  |  | 0 | 0 | 0 | 0
74 | I/P Convertor | 20% of total population of all engines | Lot |  |  |  |  | 0 | 0 | 0 | 0
75 | Speed Pick-Up (All types) | 20% of total population of all engines (each type) | Lot |  |  |  |  | 0 | 0 | 0 | 0
76 | Speed sensor | 20% of total population of all engines (each type) | Lot |  |  |  |  | 0 | 0 | 0 | 0
77 | Limit Switch (All types) | 10% of total population of all engines (each type) | Lot |  |  |  |  | 0 | 0 | 0 | 0
XIII | Starting Air System
78 | Starting Air Master Valves of each drive type | 20% of total population of all engines (each type) | Lot |  |  |  |  | 0 | 0 | 0 | 0
79 | Start Blocking Valve | 20% of total population of all engines | Lot |  |  |  |  | 0 | 0 | 0 | 0
80 | Flame Arrestor | 20% of total population of all engines | Lot |  |  |  |  | 0 | 0 | 0 | 0
XIV | Other spares
81 | O ring (All types) | 10% of total population of all engines (each type) | Lot |  |  |  |  | 0 | 0 | 0 | 0
82 | Sealing sets (All other types not mentioned above) | 20% of total population of all engines (each type) | Lot |  |  |  |  | 0 | 0 | 0 | 0
83 | Butterfly valves (All types) | 20% of total population of all engines (each type) | Lot |  |  |  |  | 0 | 0 | 0 | 0
84 | Filter cartridge (All types other than Lube Oil filter) | 10% of total population of all engines (each type) | Lot |  |  |  |  | 0 | 0 | 0 | 0
85 | Bellows (All types) | 20% of total population of all engines (each type) | Lot |  |  |  |  | 0 | 0 | 0 | 0
WATER SYSTEM:
(A) PT & ETP Systems (As applicable)
1 | Pack of Lamella Clarifier | 1 | Set |  |  |  |  | 0 | 0 | 0 | 0
2 | Turbine drive shaft assembly | 1 | Set |  |  |  |  | 0 | 0 | 0 | 0
3 | Rake (Scrapper) drive shaft assembly | 1 | Set |  |  |  |  | 0 | 0 | 0 | 0
4 | Rake (Scrapper) drive | 1 | Set |  |  |  |  | 0 | 0 | 0 | 0
5 | All Bearings required for motors, Turbine drive, and Rack drive | 1 | Set |  |  |  |  | 0 | 0 | 0 | 0
6 | Oil Skimmer | 1 | Set |  |  |  |  | 0 | 0 | 0 | 0
| (B) Dual Media (DMF) Filters | [6 empty] | 0 | 0 | 0 | 0
1 | Inlet Water Distributor Assembly | 1 | Set |  |  |  |  | 0 | 0 | 0 | 0
2 | Strainers / Nozzles of Under drain Collector OR Header Lateral Collector (whichever is applicable) | 1 | Set |  |  |  |  | 0 | 0 | 0 | 0
3 | Filter Media | One full charge for one filter + 10% | LOT |  |  |  |  | 0 | 0 | 0 | 0
(C) Filter Air Blowers
1 | Filter Air Blower | 1 | Set |  |  |  |  | 0 | 0 | 0 | 0
Note- 1 Set of each type/size/MOC for complete replacement for one assembly
(D) Cartridge Filtration Units
1 | Cartridge Filters Element | 1 | Set |  |  |  |  | 0 | 0 | 0 | 0
One set consists of quantity required for complete replacement for one filter
(E) UF System
1 | UF Membrane | 1 | Set |  |  |  |  | 0 | 0 | 0 | 0
(F) RO
1 | RO pressyre tube complete with memberane assembly | 1 | Set |  |  |  |  | 0 | 0 | 0 | 0
2 | RO Membranes | 1 | set |  |  |  |  | 0 | 0 | 0 | 0
Note: One set consists of quantity required for complete replacement in one Pressure tube / RO membrane
(G) Energy Recovery (ERU) Units (if applicable)
1 | ERU/PX Exchangers | 100 % of ERU / PX units installed for one RO train/stream | Set |  |  |  |  | 0 | 0 | 0 | 0
Note: One set consists of quantity required for complete replacement for one Turbo Charger / PX pump as the case may be
(H) Chemical Cleaning System (UF & RO Plant)
1 | Mixer (Agitator) of Chemical Tanks | 1 | NO |  |  |  |  | 0 | 0 | 0 | 0
2 | Chemical Cleaning Pump & Motor | 1 | NO |  |  |  |  | 0 | 0 | 0 | 0
3 | Cartridge Filter Element | 1 | Set |  |  |  |  | 0 | 0 | 0 | 0
Note : One set consists of quantity required for complete replacement for filter
(I) Flushing Cleaning System (UF & RO Plant)
1 | Flushing Pump & motor | 1 | NO |  |  |  |  | 0 | 0 | 0 | 0
(J) Pumps (1 number of each type/size/MOC for Raw water, Pre-treatment, UF, RO, Back wash, Post-treatment, Dosing, effluent system etc)
1 | Horizontal Centrifugal Pumps | 1 | Set |  |  |  |  | 0 | 0 | 0 | 0
2 | Vertical Pumps (If applicable) | 1 | Set |  |  |  |  | 0 | 0 | 0 | 0
Note- One set consists of quantity required for complete replacement for one Pump
(K) Valves
1 | Valves of all types | 1 | No (of each type / size /material of construction) |  |  |  |  | 0 | 0 | 0 | 0
PLANT UTILITIES:
1.00.00 | Compressed Air System:
2000-01-01 | Oil free Screw Air Compressor
2001-01-01 | Complete H.P Stage with HP element | 1 | NO. |  |  |  |  | 0 | 0 | 0 | 0
2002-01-01 | Complete L.P Stage with LP element | 1 | NO. |  |  |  |  | 0 | 0 | 0 | 0
2003-01-01 | Motor Bearings | 2 | set |  |  |  |  | 0 | 0 | 0 | 0
2004-01-01 | LP Stage Pinion | 1 | NO. |  |  |  |  | 0 | 0 | 0 | 0
2005-01-01 | HP Stage Pinion | 1 | NO. |  |  |  |  | 0 | 0 | 0 | 0
2006-01-01 | Air Oil Filter Kit | 4 | Nos. |  |  |  |  | 0 | 0 | 0 | 0
2007-01-01 | After cooler Safety Valve (if applicable) | 1 | NO. |  |  |  |  | 0 | 0 | 0 | 0
2008-01-01 | Inter Cooler Safety Valve (if applicable) | 1 | NO. |  |  |  |  | 0 | 0 | 0 | 0
2009-01-01 | Oil Pump kit | 2 | Nos. |  |  |  |  | 0 | 0 | 0 | 0
2010-01-01 | After cooler drain valve kit (if applicable) | 1 | No. |  |  |  |  | 0 | 0 | 0 | 0
2011-01-01 | Inter cooler drain valve kit (if applicable) | 1 | No. |  |  |  |  | 0 | 0 | 0 | 0
2012-01-01 | Air receiver drain/moisture trap | 1 | No. |  |  |  |  | 0 | 0 | 0 | 0
2013-01-01 | ‘O’ Rings for oil cooler | 8 | Nos. |  |  |  |  | 0 | 0 | 0 | 0
2014-01-01 | Moisture separators for Aftercooler (if applicable) | 2 | Nos. |  |  |  |  | 0 | 0 | 0 | 0
2015-01-01 | Moisture separators for Intercooler (if applicable) | 2 | Nos. |  |  |  |  | 0 | 0 | 0 | 0
1.02.00 | AIR DRYING PLANT (Twin tower type) FOR IA SYSTEM (As applicable)
1.02.01 | Pre filter element(Ceramic candle or as applicable) | 2 | set |  |  |  |  | 0 | 0 | 0 | 0
1.02.02 | After filter element(Ceramic candle or as applicable) | 2 | set |  |  |  |  | 0 | 0 | 0 | 0
1.02.03 | Valves & Valve Actuators (pneumatic/hydraulic) | 2 | set |  |  |  |  | 0 | 0 | 0 | 0
1.02.06 | Heater coil for temperature stabilization (for HOC type)(as applicable) | 2 | set |  |  |  |  | 0 | 0 | 0 | 0
1.02.07 | Desiccant for Air Dryer | 1 | one complete fill for both tower of one dryer |  |  |  |  | 0 | 0 | 0 | 0
1.03.00 | MEASURING INSTRUMENTS
1 | Electronic Transmitters
(i) | Transmitters of all types, ranges and model no. (for the measurement of Pressure, differential pressure flow, level, etc.) | 2 | Nos. of Each type and model |  |  |  |  | 0 | 0 | 0 | 0
2 | Temperature elements
(i) | RTD’s* of each type and length | 2 | Nos. of each type and length |  |  |  |  | 0 | 0 | 0 | 0
ii) | Thermocouples of each type like K-type, R- type, metal etc. and length * | 2 | Nos. of each type and length |  |  |  |  | 0 | 0 | 0 | 0
(iii) | Thermowell | 2 | Nos. of each type and length |  |  |  |  | 0 | 0 | 0 | 0
(iv) | Temperature transmitters (if applicable) | 2 | Nos. of each type |  |  |  |  | 0 | 0 | 0 | 0
3 | Process Actuated Switch Devices Includes all types of Pressure, differential pressure, flow, temperature, differential temperature, level switch Devices | 2 | Nos. of Each type and model |  |  |  |  | 0 | 0 | 0 | 0
4 | Dew Point meters with sensor | 1 | No. |  |  |  |  | 0 | 0 | 0 | 0
6 | Solenoids | 2 | No. of each type |  |  |  |  | 0 | 0 | 0 | 0
7 | Actuators (If aplicable) | 1 | No. |  |  |  |  | 0 | 0 | 0 | 0
1.03.00 | MICROPROCESSOR BASED/PLC BASED CONTROL/ELECTRONIC BASED CONTROL PANEL (IF APPLICABLE)
1 | Fully programmed controller of electronic modules of each type (as applicable) | 1 | No. |  |  |  |  | 0 | 0 | 0 | 0
2 | Power supply module (if applicable) | 1 | No. |  |  |  |  | 0 | 0 | 0 | 0
1.04.00 | Rotary drum type Air drying plant for Instrument Air system (As applicable) | [6 empty] | 0 | 0 | 0 | 0
| 1) Drive assembly consisting of motor, gear boxes, drive shaft & coupling | 1 | Set |  |  |  |  | 0 | 0 | 0 | 0
| 2) Dessicant for Air Dryer | 1 | one complete fill of one dryer |  |  |  |  | 0 | 0 | 0 | 0
1.05.00 | Air compressor motor | 1 | No. |  |  |  |  | 0 | 0 | 0 | 0
[7 empty] | Sum A | 0 | 0 | 0 | 0
3.00.00 | FIRE DETECTION AND PROTECTION SYSTEM
Item | Description | Qty
1 | PUMPS | Main | Jockey | Main (INR) Unit Price | Main (USD) Unit Price | Main (EURO) Unit Price | Main (JPY) Unit Price | Jockey (INR) Unit Price | Jockey (USD) Unit Price | Jockey (EURO) Unit Price | Jockey (JPY) Unit Price | Main (INR) Total Price | Main (USD) Total Price | Main (EURO) Total Price | Main (JPY) Total Price | Jockey (INR) Total Price | Jockey (USD) Total Price | Jockey (EURO) Total Price | Jockey (JPY) Total Price
1.1 | Impeller | 1 set | 1 set | [8 empty] | 0 | 0 | 0 | 0 | 0 | 0 | 0 | 0
1.2 | Pump bearing (Incl. thrust brg, journal brg., line shaft brg.) | 1 set | 1 set | [8 empty] | 0 | 0 | 0 | 0 | 0 | 0 | 0 | 0
1.3 | Pump shaft | 1 set | 1 set | [8 empty] | 0 | 0 | 0 | 0 | 0 | 0 | 0 | 0
1.4 | Wearing rings | 2 set | 2 set | [8 empty] | 0 | 0 | 0 | 0 | 0 | 0 | 0 | 0
1.5 | Shaft Sleeve | 1 set | 1 set | [8 empty] | 0 | 0 | 0 | 0 | 0 | 0 | 0 | 0
1.6 | Bushings | 2 set | 2 set | [8 empty] | 0 | 0 | 0 | 0 | 0 | 0 | 0 | 0
1.7 | Bearing housing (if provided) | 1 set | 1 set | [8 empty] | 0 | 0 | 0 | 0 | 0 | 0 | 0 | 0
1.8 | Coupling bolts & nuts (with bushes) | 1 set | 1 set | [8 empty] | 0 | 0 | 0 | 0 | 0 | 0 | 0 | 0
| Note: Above quantity/items are required for each type and rating of pumps being supplied under the contract. | [9 empty] | Sum | 0 | 0 | 0 | 0 | 0 | 0 | 0 | 0
[11 empty] | Sum B | Sum INR | Sum USD | Sum EURO | Sum JPY
[12 empty] | 0 | 0 | 0 | 0
2 | DIESEL ENGINE (1 set means item required for 1 diesel engine)
Item | Item Description | QTY | UNIT | *Currency 1 (INR) Unit Price CIF (Indian port of entry | *Currency 2 (USD) Unit Price CIF (Indian port of entry | *Currency 3 (EURO) Unit Price CIF (Indian port of entry | *Currency 4 (JPY) Unit Price CIF (Indian port of entry | *Currency 1 (INR) Total Price CIF (Indian port of entry | *Currency 2 (USD) Total Price CIF (Indian port of entry | *Currency 3 (EURO) Total Price CIF (Indian port of entry | *Currency 4 (JPY) Total Price CIF (Indian port of entry
2.1 | Sprayers/Injector | 1 | set |  |  |  |  | 0 | 0 | 0 | 0
2.2 | Piston rings & sealing rings | 2 | sets |  |  |  |  | 0 | 0 | 0 | 0
2.3 | Exhaust valve assembly | 1 | set |  |  |  |  | 0 | 0 | 0 | 0
2.4 | Springs | 1 | set |  |  |  |  | 0 | 0 | 0 | 0
2.5 | Packings and gaskets | 1 | set |  |  |  |  | 0 | 0 | 0 | 0
2.6 | Fuel oil filter elements with seals | 2 | set |  |  |  |  | 0 | 0 | 0 | 0
2.7 | Fuel oil filter assembly | 1 | set |  |  |  |  | 0 | 0 | 0 | 0
2.8 | Lub. oil filter elements with seals | 2 | set |  |  |  |  | 0 | 0 | 0 | 0
2.9 | Scrapper rings (if applicable) | 1 | set |  |  |  |  | 0 | 0 | 0 | 0
2.1 | Solenoid coil for fuel valve | 1 | no. |  |  |  |  | 0 | 0 | 0 | 0
2.11 | Corrosion inhibitor (if provided) | 1 | set |  |  |  |  | 0 | 0 | 0 | 0
2.12 | Big end & small end bearing of connecting rod | 1 | set |  |  |  |  | 0 | 0 | 0 | 0
2.13 | Speedometer (if aaplicable) | 1 | No. |  |  |  |  | 0 | 0 | 0 | 0
2.14 | Speedometer wire (if applicable) | 1 | No. |  |  |  |  | 0 | 0 | 0 | 0
2.15 | Rubber hoses of water line with mounting clamps | 1 | set |  |  |  |  | 0 | 0 | 0 | 0
2.16 | Cranking starter assembly complete | 1 | set |  |  |  |  | 0 | 0 | 0 | 0
2.17 | Lub. oil and fuel oil hoses with end connectors | 1 | set |  |  |  |  | 0 | 0 | 0 | 0
2.18 | Water pump belts (if applicable) | 2 | sets |  |  |  |  | 0 | 0 | 0 | 0
| Above quantity/items are required for each type and rating of diesel engine being supplied under the contract | [5 empty] | Sum C | 0 | 0 | 0 | 0
3 | FIRE HOSES WITH COUPLINGS
3.1 | 7.5m long fire hoses (internal) with end connectors | 10% of population | Lot |  |  |  |  | 0 | 0 | 0 | 0
3.2 | 15m long fire hoses (internal) with end connectors | 10% of population | Lot |  |  |  |  | 0 | 0 | 0 | 0
3 .3 | 15m long fire hoses (external) with end connectors | 10% of population | Lot |  |  |  |  | 0 | 0 | 0 | 0
4 | BRANCH PIPES WITH NOZZLES
4.1 | Nozzles with branch pipes & quick coupling ends (internal) | 10% of population | Lot |  |  |  |  | 0 | 0 | 0 | 0
4.2 | Nozzles with branch pipes & quick coupling ends (external) | 10% of population | Lot |  |  |  |  | 0 | 0 | 0 | 0
5 | DELUGE VALVE ASSEMBLIES (AS APPLICABLE)
5.1 | Complete deluge valve assembly along with internals and accessories | 10% of population or minimum 1 Set for each size/type/model | Lot |  |  |  |  | 0 | 0 | 0 | 0
5.2 | Clapper assembly complete (consisting of clapper seat rubber, screws, etc.) | 10% of population or minimum 1 Set for each size/type/model | Lot |  |  |  |  | 0 | 0 | 0 | 0
5.3 | Solenoid coils | 10% of population or minimum 1 Set for each size/type/model | Lot |  |  |  |  | 0 | 0 | 0 | 0
6 | VALVES (GATE/GLOBE/BUTTERFLY/NRV) (AS APPLICABLE)
6.1 | Complete valves | 5% of population of each type & size | Lot |  |  |  |  | 0 | 0 | 0 | 0
6.2 | Reduction gear operator(Gate/Globe/Butterfly) | 10% of population of each type & size | Lot |  |  |  |  | 0 | 0 | 0 | 0
6.3 | Flap/door with pin(NRV) | 10% of population of the each type & size | Lot |  |  |  |  | 0 | 0 | 0 | 0
6.4 | Disc( butterfly/globe) | 5% of population of each type & size | Lot |  |  |  |  | 0 | 0 | 0 | 0
6.5 | Gate(Gate valve) | 5% of population of each type & size | Lot |  |  |  |  | 0 | 0 | 0 | 0
6.6 | Stem(all types) | 5% of population of each type & size | Lot |  |  |  |  | 0 | 0 | 0 | 0
6.7 | Seal rings(all types) | 10% of population of each type & size | Lot |  |  |  |  | 0 | 0 | 0 | 0
6.8 | Flap rings(NRV) | 10% of population of each type & size | Lot |  |  |  |  | 0 | 0 | 0 | 0
6.9 | Gaskets | 10% of population of each type & size | Lot |  |  |  |  | 0 | 0 | 0 | 0
6.1 | Bearing(Butterfly valve) | 10% of population of each type & size | Lot |  |  |  |  | 0 | 0 | 0 | 0
6.11 | Motorized actuator | 1 | No. of each size |  |  |  |  | 0 | 0 | 0 | 0
7 | BASKET STRAINERS / Y-TYPE STRAINERS for HVW/MVW SYSTEM
7.1 | Strainer elements with O-rings and stiffeners.
7.1.1 | Basket strainer | 20% of population of each type & size | Lot |  |  |  |  | 0 | 0 | 0 | 0
7.1.2 | Y- Type strainer | 20% of population of each type & size | Lot |  |  |  |  | 0 | 0 | 0 | 0
8 | MVW SPRAY SYSTEM
8.1 | Spray Nozzles | 5% of population of each type & size | Lot |  |  |  |  | 0 | 0 | 0 | 0
8.2 | QB Detectors | 5% of population of each type | Lot |  |  |  |  | 0 | 0 | 0 | 0
9 | HVW SPRAY SYSTEM
9.1 | Spray nozzles | 5% of population of each type & size | Lot |  |  |  |  | 0 | 0 | 0 | 0
9.2 | QB Detectors | 5% of population of each type | Lot |  |  |  |  | 0 | 0 | 0 | 0
10 | HYDRANT VALVE
10.1 | Hydrant valve complete (internal) single headed with instantaneous female coupling | 20% of population | Lot |  |  |  |  | 0 | 0 | 0 | 0
10.2 | Hydrant valve complete (external) single headed with instantaneous female coupling | 20% of population | Lot |  |  |  |  | 0 | 0 | 0 | 0
10.3 | Water monitor sets with nozzle branch pipe etc. | 5% of population | Lot |  |  |  |  | 0 | 0 | 0 | 0
10.4 | Spindle with nuts of Hydrant valve | 10% of population | Lot |  |  |  |  | 0 | 0 | 0 | 0
10.5 | Bonnet, gland nut, rubber assembly of hydrant valve | 10% of population | Lot |  |  |  |  | 0 | 0 | 0 | 0
10.6 | Seat, check nut, washer assembly of hydrant valve | 10% of population | Lot |  |  |  |  | 0 | 0 | 0 | 0
10.7 | Rubber washer for female coupling | 10% of population | Lot |  |  |  |  | 0 | 0 | 0 | 0
10.8 | Instantaneous female coupling assembly complete for hydrant valve | 10% of population | Lot |  |  |  |  | 0 | 0 | 0 | 0
10.9 | Lock pin assembly for hydrant valve | 10% of population | Lot |  |  |  |  | 0 | 0 | 0 | 0
11 | FIRE DETECTORS
11.1 | Multisensor detectors (Addressable) | 10 | Nos. |  |  |  |  | 0 | 0 | 0 | 0
11.2 | In Indicators assembly for smoke detectors provided in false ceiling (Response indicator) | 5 | Nos. |  |  |  |  | 0 | 0 | 0 | 0
11.3 | LHS cable for cable galleries | 500 | Meters |  |  |  |  | 0 | 0 | 0 | 0
12 | PORTABLE EXTINGUISHERS
12.1 | Water type | 10% of each type | Lot |  |  |  |  | 0 | 0 | 0 | 0
12.2 | Foam Type | 10% of each type | Lot |  |  |  |  | 0 | 0 | 0 | 0
12.3 | CO2 Type | 10% of each type | Lot |  |  |  |  | 0 | 0 | 0 | 0
12.4 | Dry Chemical Type | 10% of each type | Lot |  |  |  |  | 0 | 0 | 0 | 0
13 | MOBILE EXTINGUISHERS
13.1 | Foam type | 10% of each type | Lot |  |  |  |  | 0 | 0 | 0 | 0
13.2 | CO2 Type | 10% of each type | Lot |  |  |  |  | 0 | 0 | 0 | 0
13.3 | Dry Chemical Type | 10% of each type | Lot |  |  |  |  | 0 | 0 | 0 | 0
14 | INERT GAS EXTINGUISHING SYSTEM
14.1 | Nozzles | 2 | Nos. of each size/type |  |  |  |  | 0 | 0 | 0 | 0
14.2 | Automatic & Manual release system | 1 | No. of each size/type |  |  |  |  | 0 | 0 | 0 | 0
14.3 | Cylinder valve with safety pressure relief device | 1 | No. of each size/type |  |  |  |  | 0 | 0 | 0 | 0
14.4 | Flexible hoses(if applicable) | 5 | Nos. of each size/type |  |  |  |  | 0 | 0 | 0 | 0
14.5 | Solenoid coils | 2 | Nos. of each size/type |  |  |  |  | 0 | 0 | 0 | 0
15 | FIRE ALARM PANEL & REPEATER FIRE ALARM PANEL
15.1 | Power supply modules | 2 | Nos. of each type & rating whichever is more |  |  |  |  | 0 | 0 | 0 | 0
15.2 | Processor modules, Control modules, loop cards modules, isolator cards | 2 | Nos of each type |  |  |  |  | 0 | 0 | 0 | 0
15.3 | LCD display of each type unit of panel | 1 | No |  |  |  |  | 0 | 0 | 0 | 0
15.4 | Interface unit / modules for non- addressable devices, auxiliary / output relay modules, control modules, supervisory control modules and any other electronic modules | 10 | Nos of each type |  |  |  |  | 0 | 0 | 0 | 0
15.5 | Power supervision relay | 4 | Nos. of each type |  |  |  |  | 0 | 0 | 0 | 0
15.6 | Fire screen / alarm buzzer | 1 | No of each type |  |  |  |  | 0 | 0 | 0 | 0
16 | ELECTRICAL
16.1 | Electrical Actuator | 1 | 10% or 1 No. of each type, model and rating whichever is more |  |  |  |  | 0 | 0 | 0 | 0
16.2 | Bearings of Motors (HT/LT) | 1 | Sets for each type and rating |  |  |  |  | 0 | 0 | 0 | 0
16.3 | Motors (HT/LT) | 1 | No of each type & rating |  |  |  |  | 0 | 0 | 0 | 0
17 | CONTROL AND INSTRUMENTATION
17.1 | MEASURING INSTRUMENTS
17.1.1 | Process Actuated Switch Devices : (All types of Pressure, diff. pressure, flow, temperature, level switch devices). | 2 | Nos. of each type and model |  |  |  |  | 0 | 0 | 0 | 0
17.1.2 | All type of Electronic Transmitters and Ultrasonic Transmitters including sensors. | 2 | Nos. of each type and model |  |  |  |  | 0 | 0 | 0 | 0
17.1.3 | Limit switches for isolation valves | 2 | Nos. of each type |  |  |  |  | 0 | 0 | 0 | 0
18 | PROCESS CONNECTION PIPING (For Impulse Piping / Tubing and Air Supply Piping as Applicable)
18.1.1 | Valves | 1 | No. of each type, class, size and model |  |  |  |  | 0 | 0 | 0 | 0
18.1.2 | 2 way, 3 way, 5 way valve manifolds (as applicable) | 1 | No. of each type, class, size and model |  |  |  |  | 0 | 0 | 0 | 0
18.1.3 | Fittings | 5 | No. of each type, class, size and model whichever is more |  |  |  |  | 0 | 0 | 0 | 0
19 | CABLES
19.1.1 | Pre fabricated cable with connectors (as applicable) | 1 | No. of each type, size and model |  |  |  |  | 0 | 0 | 0 | 0
19.1.2 | Other cables (including core cable, short-term fire proof cable, fiber optic cables, etc.) | 500 | meter of each type, pair/core and size |  |  |  |  | 0 | 0 | 0 | 0
20 | PLC CONTROL SYSTEM
20.1.1 | Power Supply Unit | 1 | No. of each type and model |  |  |  |  | 0 | 0 | 0 | 0
20.1.2 | Electronic modules(I/O modules, communication modules and any other module used in the system) | 1 | No. of each type and model, whichever is more |  |  |  |  | 0 | 0 | 0 | 0
20.1.3 | Central Processor Unit | 1 | No. of each type and model |  |  |  |  | 0 | 0 | 0 | 0
20.1.4 | Interconnecting Cables (as applicable) | 10% of each type & size | LOT |  |  |  |  | 0 | 0 | 0 | 0
20.1.5 | Cooling Fan in PLC system / cabinet | 2 | Nos. |  |  |  |  | 0 | 0 | 0 | 0
21 | 24V – DC POWER SUPPLY SYSTEM
21.1.1 | CTs, CVTs, VTs, chokes, AC/DC isolators, contactors, timers, relays | 2 | No. of each type and rating |  |  |  |  | 0 | 0 | 0 | 0
21.1.2 | Fuses of each type and rating | 2 | No. of each type and rating |  |  |  |  | 0 | 0 | 0 | 0
21.1.3 | Fuse free Circuit breakers | 2 | No. of each type and rating |  |  |  |  | 0 | 0 | 0 | 0
21.1.4 | Electronic modules of all types | 1 | No. of each type |  |  |  |  | 0 | 0 | 0 | 0
21.1.5 | Cooling Fans (as applicable) | 1 | No. of each type |  |  |  |  | 0 | 0 | 0 | 0
21.1.6 | Relays of all types including overload relays (as applicable) | 2 | Nos. of each type and rating |  |  |  |  | 0 | 0 | 0 | 0
21.1.7 | Batteries | 2 | Nos. of each type and rating |  |  |  |  | 0 | 0 | 0 | 0
4.00.00 | VENTIALTION SYSTEM
1 | MOTOR for supply air fan/Exhaust Air fan/ Roof Extractor | 1 | No. each type and rating |  |  |  |  | 0 | 0 | 0 | 0
2 | Filters | 10% of each type & size | Lot |  |  |  |  | 0 | 0 | 0 | 0
ELECTRICAL:
A | Switchyard ( GIS)
1.00.00 | Switchyard 132kV GIS
1.01.01 | SF6 Gas Pressure Relief Devices of each type along with O-Rings | 3 | Nos. |  |  |  |  | 0 | 0 | 0 | 0
1.01.02 | SF6 gas gauge cum switch or Density monitors and pressure switch as applicable of each type | 5% of total population ( Max 5nos and min,1no) | Lot |  |  |  |  | 0 | 0 | 0 | 0
1.01.03 | Coupling device of each type for pressure gauge cum switch for connecting Gas handling plant | 2 | Sets |  |  |  |  | 0 | 0 | 0 | 0
1.01.04 | Rubber Gaskets, “o” rings and Seals for Sf6 gas of each type of Circuit Breaker, Disconnector and other GIS equipment’s . | 3 | Sets |  |  |  |  | 0 | 0 | 0 | 0
1.01.05 | Molecular filter for Sf6 gas with filter bags | 5% of total weight | Lot |  |  |  |  | 0 | 0 | 0 | 0
1.01.06 | All type of control valves for Sf6gas of each type | 3 | Nos. |  |  |  |  | 0 | 0 | 0 | 0
1.01.07 | SF6 gas cylinders of 50kgs / cylinder | 20% of total gas quantity | Lot |  |  |  |  | 0 | 0 | 0 | 0
1.01.08 | Locking device to keep the Dis-connectors and Earthing switches in close or open position in case of removal of the driving mechanism (If applicable | 3 | Nos. |  |  |  |  | 0 | 0 | 0 | 0
1.01.09 | Spares for Local control cabinet: MCB, fuses, timers, Aux Relay of each type & rating, terminals of each type (Set) | 2 | Sets |  |  |  |  | 0 | 0 | 0 | 0
1.01.10 | UHF PD sensors of each type | 5% of total population( max 5nos and min 1no) | Lot |  |  |  |  | 0 | 0 | 0 | 0
1.01.11 | Bus Support insulator / gas Barrier of each type along with associated contacts and shields | 5 | Nos. |  |  |  |  | 0 | 0 | 0 | 0
1.01.12 | SF6 to air bushing of each type & rating along with conductor and enclosure for 1 phase enclosure | 1 | Nos. |  |  |  |  | 0 | 0 | 0 | 0
1.01.13 | All types of Corona shield (3 Nos. of each type) | 1 | Sets |  |  |  |  | 0 | 0 | 0 | 0
1.02.00 | GIS Circuit Breaker ( 132KV)
1.02.01 | One complete pole (1phase unit ) of circuit breaker including CSD/Closing resistor, grading capacitor(as applicable), of each type & rating complete with , interrupter, main circuit , enclosure and marshalling Box with operating Mechanism to enable replacement of any type / rating of CB by spare | 1 | no of each type & rating |  |  |  |  | 0 | 0 | 0 | 0
1.02.02 | Tripping coils assembly with resistors as applicable r (3nos of each type) | 2 | sets |  |  |  |  | 0 | 0 | 0 | 0
1.02.03 | closing coil assembly with resistor as applicable (3nos of each type) | 2 | sets |  |  |  |  | 0 | 0 | 0 | 0
1.02.04 | Relays, Power contactors, push buttons, timers & MCBs etc of each type & rating( If applicable) | 1 | sets |  |  |  |  | 0 | 0 | 0 | 0
1.02.05 | Aux. switch assembly, 3 Nos. of each type | 1 | sets |  |  |  |  | 0 | 0 | 0 | 0
1.02.06 | Operation counter, 3 nos. of each type | 1 | sets |  |  |  |  | 0 | 0 | 0 | 0
1.02.07 | Window scope/ Observing window, 3 Nos. of each type (if applicable) | 1 | sets |  |  |  |  | 0 | 0 | 0 | 0
1.02.08 | Spare of Hydraulic operated mechanism if Applicable Spare of hydraulic operated mechanism Hydraulic operating mechanism with drive Motor of each type – 1 no Ferrules and joints & couplings of each type – 1 Set Hydraulic Filter of each type – 1 Sets High Pressure Hose of each type– 1 Set N2 accumulator of each type– 2 No. Pressure Transducers – 1No. Valves of each type – 1 Set Orings, gaskets and seals – 1 Set Pressure gauges with coupling device of each type – 1 Set Hydraulic oil – 20% of total used quantity in substation Limit switch – 1 no. of each type Pipe length (Copper & steel) of each size & type -1set Pressure switch of each type -2nos Pressure Relief device of each type -1set | 1 | Set for each type of Circuit Breaker |  |  |  |  | 0 | 0 | 0 | 0
1.02.09 | Complete Spring operating Mechanism including charging mechanism etc of each type & rating | 1 | sets |  |  |  |  | 0 | 0 | 0 | 0
1.02.10 | Spring charging motor of each type & rating | 2 | No. |  |  |  |  | 0 | 0 | 0 | 0
1.03.00 | GIS Disconnector( 132KV)
1.03.01 | Complete set of 3 nos. of single phase / one 3-ph isolator of each type , dimension , current & voltage rating including main circuit , enclosure , driving mechanism and support insulator etc to enable replacement of any type / rating of isolator by spare | 1 | Set |  |  |  |  | 0 | 0 | 0 | 0
1.03.02 | Complete set of 3 nos. of single phase / one 3-ph Maintenance earthing switch of each type , dimension , current & voltage rating including main circuit , enclosure , driving mechanism and support insulator etc to enable replacement of any type / rating of isolator by spare | 1 | Set |  |  |  |  | 0 | 0 | 0 | 0
1.03.03 | Complete set of 3 nos. of single phase / one 3-ph Fast earthing switch of each type , dimension , current & voltage rating including main circuit , enclosure , driving mechanism and support insulator etc to enable replacement of any type / rating of isolator by spare | 1 | Set |  |  |  |  | 0 | 0 | 0 | 0
1.03.07 | Open/ close contactor assembly, timers, key interlock , interlocking coils, relays , push buttons indicating lamps , power contactors, resistors, fuses MCBs & drive control cards etc for one complete MOM box ( 3-lh gang operated or 1-ph unit ) disconnector and ( 3ph ) earthing switch of each type and rating for one complete (3phase) disconnector and earthing switch of each type & rating ( if applicable
1.03.07.1 | For isolator | 3 | Sets |  |  |  |  | 0 | 0 | 0 | 0
1.03.07.2 | For Maintenance Earth switch | 1 | Set |  |  |  |  | 0 | 0 | 0 | 0
1.03.07.3 | For Fast Earthing switch | 1 | Set |  |  |  |  | 0 | 0 | 0 | 0
1.03.08 | Limit switches and Aux. switches for complete 3-phase equipment
1.03.08.01 | For isolator | 3 | Sets |  |  |  |  | 0 | 0 | 0 | 0
1.03.08.02 | For Maintenance Earth switch | 1 | Set |  |  |  |  | 0 | 0 | 0 | 0
1.03.08.03 | For Fast Earthing switch | 1 | Set |  |  |  |  | 0 | 0 | 0 | 0
1.03.08.04 | Drive Mechanism of each type
1.03.09.00 | For isolator | 1 | Set |  |  |  |  | 0 | 0 | 0 | 0
1.03.09.01 | For Maintenance Earth switch | 1 | Set |  |  |  |  | 0 | 0 | 0 | 0
1.03.09.02 | For Fast Earthing switch | 1 | Set |  |  |  |  | 0 | 0 | 0 | 0
1.04.00 | GIS Current Transformers ( 132KV)
1.04.01 | Complete CT, of each type and with enclosure to enable replacement of any type / rating of CT as spare | 1 | No of each type/ rating |  |  |  |  | 0 | 0 | 0 | 0
1.05.00 | GIS Voltage Transformers ( 132KV)
1.05.01 | Complete VT of each type and with enclosure to enable replacement of any type / rating of VT as spare | 1 | No of each type/ rating |  |  |  |  | 0 | 0 | 0 | 0
1.06.00 | GIS Surge Arrestor ( 132KV
1.06.01 | Complete Surge Arrestors of each type and with enclosure with surge monitor counter to enable replacement of any type / rating of VT as spare | 1 | No of each type/ rating |  |  |  |  | 0 | 0 | 0 | 0
1.06.02 | Surge Monitor and counter of each type / rating | 2 | No of each type/ rating |  |  |  |  | 0 | 0 | 0 | 0
1.07.00 | 132 KV Air to SF6 bushing for Transformers & reactor as applicable for each type & rating | 1 | No of each type/ rating |  |  |  |  | 0 | 0 | 0 | 0
1.08.00 | 132 KV Air to cable termination Kit SF6 bushing for Transformers & reactor as applicable for each type & rating | 1 | No of each type/ rating |  |  |  |  | 0 | 0 | 0 | 0
1.09.00 | Control switching device along with Transducers, sensors, contactors, switches etc | 1 | set of each make |  |  |  |  | 0 | 0 | 0 | 0
B | Switchyard AIS Spares
Switchyard AIS Spares 132 kV
1.11.00 | Surge Arrestors
1.11.01 | Surge Arrester complete in all respects with terminal connector etc. | 3 | No of each type/ rating |  |  |  |  | 0 | 0 | 0 | 0
1.11.02 | Surge counter/Monitor | 5 | No of each type/ rating |  |  |  |  | 0 | 0 | 0 | 0
1.12.00 | Capacitor Voltage Transformer complete in all respects including terminal connectors etc. | 3 | No of each type/ rating |  |  |  |  | 0 | 0 | 0 | 0
1.13.00 | Bus Post Insulator Assembly (Complete) | 3 | No of each type/ rating |  |  |  |  | 0 | 0 | 0 | 0
1.14.00 | Clamps and connectors (Minimum 3 Nos. of each type) | 10% of total population | Lot |  |  |  |  | 0 | 0 | 0 | 0
1.15.00 | Spacers and corona bells. | 3 | Nos. (Minimum) |  |  |  |  | 0 | 0 | 0 | 0
1.16.00 | String Insulators and associated hardware’s | 3 | No of each type |  |  |  |  | 0 | 0 | 0 | 0
1.17.00 | Disc Insulators | 5% of the total number of discs of each voltage class installed at the switchyard | Lot |  |  |  |  | 0 | 0 | 0 | 0
1.18.00 | Long Rod insulator | 5% of the total number of insulators of each voltage class installed at the switchyard subject to a min 3nos of insulators of each voltage class. | Lot |  |  |  |  | 0 | 0 | 0 | 0
1.19.00 | Cable Sealing End Complete in all respects including terminal connectors etc. | 2 | Nos. |  |  |  |  | 0 | 0 | 0 | 0
1.20.00 | Disconnectors AIS ( 132KV)
1.20.01 | One complete pole of each type of HCB /VCB isolator with 1 E/S & 2E/S along with operating mechanisms, support insulators etc and terminal connector but without support structure | 3 | No of each type |  |  |  |  | 0 | 0 | 0 | 0
1.20.02 | Isolator Arms with finger contacts and current carrying assembly | 1 | Set |  |  |  |  | 0 | 0 | 0 | 0
1.20.03 | Relay, power contactors, switch fuses, timers, key interlock pushbutton switch , auxiliary switches for electrical control circuit | 1 | Set |  |  |  |  | 0 | 0 | 0 | 0
1.20.04 | Limit switch & aux. switch | 3 | set of each type & rating |  |  |  |  | 0 | 0 | 0 | 0
1.20.05 | Terminal Pads and connectors | 2 | Sets |  |  |  |  | 0 | 0 | 0 | 0
1.20.06 | Rotary Bearing for Isolator | 1 | Set |  |  |  |  | 0 | 0 | 0 | 0
1.20.07 | Motor with gear assembly and bevel gear assembly | 1 | Nos |  |  |  |  | 0 | 0 | 0 | 0
1.20.08 | Coronal shield rings | 3 | Nos |  |  |  |  | 0 | 0 | 0 | 0
1.20.09 | Hinge pins | 3 | Nos |  |  |  |  | 0 | 0 | 0 | 0
1.20.10 | Copper contacts fingers for male & female contacts | 2 | Set |  |  |  |  | 0 | 0 | 0 | 0
1.20.20 | Support insulators | 1 | Set |  |  |  |  | 0 | 0 | 0 | 0
1.20.21 | Fuses of each rating | 5 | Nos |  |  |  |  | 0 | 0 | 0 | 0
Note: 1Set Means for complete replacement of Disconnector. i,e The spares required for Three (3)poles or Three (3)phases.
1.21.00 | SPARES FOR GIS HALL EOT CRANES
1.21.01 | MECHANICAL ITEM SPARES FOR CRANES
| i) Bearing for long travel wheels | 1 | Set |  |  |  |  | 0 | 0 | 0 | 0
| ii) Bearing for cross travel wheels | 1 | Set |  |  |  |  | 0 | 0 | 0 | 0
| iii)Bearing for Gear boxes | 1 | Set |  |  |  |  | 0 | 0 | 0 | 0
| Main hoist | 1 | Set |  |  |  |  | 0 | 0 | 0 | 0
| C.T. | 1 | Set |  |  |  |  | 0 | 0 | 0 | 0
| L.T. | 1 | Set |  |  |  |  | 0 | 0 | 0 | 0
One set of bearing consist of all the bearing used in one gear box
iv)Brake liner for all the brakes
| a) Main Hoist | 1 | Set |  |  |  |  | 0 | 0 | 0 | 0
| b) E.M. Brake | 1 | Set |  |  |  |  | 0 | 0 | 0 | 0
| c) E.M. Thruster brake | 1 | Set |  |  |  |  | 0 | 0 | 0 | 0
One set of liner consists of 2 Nos. liners used on each brake
v)Oil seal for gear boxes
| a) Main Hoist | 1 | Set |  |  |  |  | 0 | 0 | 0 | 0
| b ) C.T. | 1 | Set |  |  |  |  | 0 | 0 | 0 | 0
| c) L.T. | 1 | Set |  |  |  |  | 0 | 0 | 0 | 0
One set of oil seal consists of all the seals used in the one gear box.
VI | Brake springs for main hoist
| E.M. Brake | 1 | Set |  |  |  |  | 0 | 0 | 0 | 0
| E.M. Thruster brake | 1 | Set |  |  |  |  | 0 | 0 | 0 | 0
1.21.02 | ELECTRICAL ITEM SPARES FOR GIS HALL EOT CRANES
I | Carbon bushes and brush holder for motors
a) | Main hoist | 1 | Set |  |  |  |  | 0 | 0 | 0 | 0
b) | C.T. | 1 | Set |  |  |  |  | 0 | 0 | 0 | 0
c) | L.T. | 1 | Set |  |  |  |  | 0 | 0 | 0 | 0
II | Solenoid Coils for EM brakes
a) | Main hoist | 1 | Set |  |  |  |  | 0 | 0 | 0 | 0
b) | C.T. | 1 | Set |  |  |  |  | 0 | 0 | 0 | 0
c) | L.T. | 1 | Set |  |  |  |  | 0 | 0 | 0 | 0
III) | Overload relays for motors
a) | Main hoist | 1 | Set |  |  |  |  | 0 | 0 | 0 | 0
b) | C.T. | 1 | Set |  |  |  |  | 0 | 0 | 0 | 0
c) | L.T. | 1 | Set |  |  |  |  | 0 | 0 | 0 | 0
IV) | Limit switches for
a) | Main hoist | 1 | Set |  |  |  |  | 0 | 0 | 0 | 0
b) | C.T. | 1 | Set |  |  |  |  | 0 | 0 | 0 | 0
c) | L.T. | 1 | Set |  |  |  |  | 0 | 0 | 0 | 0
Note:- 1 SET= requirement for 1 crane
2.00.00 | SAS
SAS Including GRPs
1 | Bay Control unit (complete with all components) | 2 | No. |  |  |  |  | 0 | 0 | 0 | 0
2 | Numerical Relays comprising various bay protection units, busbar (Both CU and PU), and GRP | 2 | No. of each type |  |  |  |  | 0 | 0 | 0 | 0
3 | Operator workstation (OWS)/ Engineering Workstation (EWS) along with software, monitor, mouse, keyboard, printer etc. | 1 | No. |  |  |  |  | 0 | 0 | 0 | 0
4 | Complete Network Controller / Server along with software | 1 | No. |  |  |  |  | 0 | 0 | 0 | 0
5 | Gateways | 1 | No. of each type |  |  |  |  | 0 | 0 | 0 | 0
6 | Modem/Firewall (as applicable) | 2 | No. of each type |  |  |  |  | 0 | 0 | 0 | 0
7 | Terminal Blocks | 20 | nos. of each type, make, model and rating |  |  |  |  | 0 | 0 | 0 | 0
8 | Relays other than numerical relays | 10% of each type of total population (min 1 no.) | Lot |  |  |  |  | 0 | 0 | 0 | 0
9 | GPS equipment | 1 | set comprises hardware Modules of each type |  |  |  |  | 0 | 0 | 0 | 0
10 | protocol converters (applicable as per scheme) for SAS application | 2 | Set |  |  |  |  | 0 | 0 | 0 | 0
[8 empty] | 0 | 0 | 0 | 0
11 | Interface cables containing standard length of each type of cable and its connector for each type of peripheral | 2 | Set |  |  |  |  | 0 | 0 | 0 | 0
12 | MCBs | 2 | No. of each type, make and model used in the system |  |  |  |  | 0 | 0 | 0 | 0
13 | LIU of OFC including necessary connectors | 2 | no. of each type |  |  |  |  | 0 | 0 | 0 | 0
14 | ABT Energy Meter – 0.2s | 2 | no. of each type |  |  |  |  | 0 | 0 | 0 | 0
15 | Cards/Modules of generator DR, line DR (if stand-alone) | 1 | No. of each type |  |  |  |  | 0 | 0 | 0 | 0
16 | Transducers | 2 | No. of each type |  |  |  |  | 0 | 0 | 0 | 0
17 | Auxiliary CT/PT (including 100% Stator Earth fault CT and IVTs for GRP) | 1 | No. of each type |  |  |  |  | 0 | 0 | 0 | 0
[7 empty] | Sum D | 0 | 0 | 0 | 0
1.00.00 | LIST OF MANDATORY SPARES for oil filled transformers | TT (Qty) | GT (Qty) | Aux. Trans. (for each rating) (Qty) | Unit | TT Currency1 (INR) Unit Price CIF (Indian port of entry | TT *Currency 2 (USD) Unit Price CIF (Indian port of entry | TT *Currency 3 (EURO) Unit Price CIF (Indian port of entry | TT *Currency 4 (JPY) Unit Price CIF (Indian port of entry | GT Currency1 (INR) Unit Price CIF (Indian port of entry | GT *Currency 2 (USD) Unit Price CIF (Indian port of entry | GT *Currency 3 (EURO) Unit Price CIF (Indian port of entry | GT *Currency 4 (JPY) Unit Price CIF (Indian port of entry | Aux.Trans. Currency1 (INR) Unit Price CIF (Indian port of entry | Aux.Trans. *Currency 2 (USD) Unit Price CIF (Indian port of entry | Aux.Trans. *Currency 3 (EURO) Unit Price CIF (Indian port of entry | Aux.Trans. *Currency 4 (JPY) Unit Price CIF (Indian port of entry | TT Currency1 (INR) Total Price CIF (Indian port of entry | TT *Currency 2 (USD) Total Price CIF (Indian port of entry | TT *Currency 3 (EURO) Total Price CIF (Indian port of entry | TT *Currency 4 (JPY) Total Price CIF (Indian port of entry | GT Currency1 (INR) Total Price CIF (Indian port of entry | GT *Currency 2 (USD) Total Price CIF (Indian port of entry | GT *Currency 3 (EURO) Total Price CIF (Indian port of entry | GT *Currency 4 (JPY) Total Price CIF (Indian port of entry | Aux.Trans. Currency1 (INR) Total Price CIF (Indian port of entry | Aux.Trans. *Currency 2 (USD) Total Price CIF (Indian port of entry | Aux.Trans. *Currency 3 (EURO) Total Price CIF (Indian port of entry | Aux.Trans. *Currency 4 (JPY) Total Price CIF (Indian port of entry
1 | HV Bushing with metal parts and gaskets (See Note 1) | 3 | 3 | 3 | Nos. | [12 empty] | 0 | 0 | 0 | 0 | 0 | 0 | 0 | 0 | 0 | 0 | 0 | 0
2 | HV Neutral bushing with metal parts and gaskets | 2 | 2 | 1 | Nos. | [12 empty] | 0 | 0 | 0 | 0 | 0 | 0 | 0 | 0 | 0 | 0 | 0 | 0
|  |  |  | (if applicable) | [13 empty] | 0 | 0 | 0 | 0 | 0 | 0 | 0 | 0
3 | Not Used | - | -. | -
4 | LV bushing with metal parts and gaskets (See Note 1) | 3 | 3 | 3 | Nos. | [12 empty] | 0 | 0 | 0 | 0 | 0 | 0 | 0 | 0 | 0 | 0 | 0 | 0
5 | LV Neutral bushing with metal parts and gaskets | 1 | - | 1 | Nos. | [12 empty] | 0 | 0 | 0 | 0 |  |  |  |  | 0 | 0 | 0 | 0
|  | (if applicable) | [19 empty] | 0 | 0 | 0 | 0 | 0 | 0 | 0 | 0
6 | WTI with contacts | 2 | 2 | 1 | Nos. | [12 empty] | 0 | 0 | 0 | 0 | 0 | 0 | 0 | 0 | 0 | 0 | 0 | 0
7 | OTI with contacts | 2 | 2 | 1 | Nos. | [12 empty] | 0 | 0 | 0 | 0 | 0 | 0 | 0 | 0 | 0 | 0 | 0 | 0
8 | Pressure relief device | 2 | 2 | 1 | Nos. | [12 empty] | 0 | 0 | 0 | 0 | 0 | 0 | 0 | 0 | 0 | 0 | 0 | 0
|  |  |  | (if applicable) | [13 empty] | 0 | 0 | 0 | 0 | 0 | 0 | 0 | 0
9 | MOG | 2 | 2 | 1 | Nos. | [12 empty] | 0 | 0 | 0 | 0 | 0 | 0 | 0 | 0 | 0 | 0 | 0 | 0
10 | Buchholz relay complete | 2 | 2 | 1 | Nos. | [12 empty] | 0 | 0 | 0 | 0 | 0 | 0 | 0 | 0 | 0 | 0 | 0 | 0
11 | Oil surge relay | 2 | 2 | - | Nos. | [12 empty] | 0 | 0 | 0 | 0 | 0 | 0 | 0 | 0
12 | Set of gaskets (See Note 2) | 1 | 1 | 1 | Set | [12 empty] | 0 | 0 | 0 | 0 | 0 | 0 | 0 | 0 | 0 | 0 | 0 | 0
13 | Set of valves | 2 | 2 | 2 | No. of each type/size | [12 empty] | 0 | 0 | 0 | 0 | 0 | 0 | 0 | 0 | 0 | 0 | 0 | 0
14 | Cooler fan with motor | 2 | - | - | Nos. | [12 empty] | 0 | 0 | 0 | 0
15 | Not used | - | - | -
16 | Not used | -. | - | -
17 | Set of OLTC/OCTC contacts | 1 | 1 | - | Set (OLTC) | [12 empty] | 0 | 0 | 0 | 0 | 0 | 0 | 0 | 0
[18 empty] | 0 | 0 | 0 | 0 | 0 | 0 | 0 | 0 | 0 | 0 | 0 | 0
18 | Air cell for conservator | 1 | 1 | 1 | No. | [12 empty] | 0 | 0 | 0 | 0 | 0 | 0 | 0 | 0 | 0 | 0 | 0 | 0
|  |  |  | (if applicable) | [13 empty] | 0 | 0 | 0 | 0 | 0 | 0 | 0 | 0
[17 empty] | Sum | 0 | 0 | 0 | 0 | 0 | 0 | 0 | 0 | 0 | 0 | 0 | 0
[17 empty] | Sum E | Sum INR | Sum USD | Sum EURO | Sum JPY
[18 empty] | 0 | 0 | 0 | 0
4.00.00 | Busduct
1 | MV Busduct
11 kV Busduct
| a. Support insulators | 25 | 1 |  |  |  |  | 0 | 0 | 0 | 0
| b. Three phase set of flexible terminal connectors for switchgear end of each type & rating | 1 | Set |  |  |  |  | 0 | 0 | 0 | 0
| c. Three phase set of flexible terminal connector for transformer end of each type & rating | 1 | Set |  |  |  |  | 0 | 0 | 0 | 0
| d. Seal off bushings of each type & rating | 3 | Nos. |  |  |  |  | 0 | 0 | 0 | 0
5.00.00 | MV Switchgears (33kV GIS)
1 | Gas Insulated Switchgear
1.01 | SF6 gas pressure Relief Devices, 3 Nos. of each type | 2 | Sets |  |  |  |  | 0 | 0 | 0 | 0
1.02 | SF6 Pressure gauge with coupling device cum switch or density monitors and pressure gauge, as applicable (1 no. of each type) | 1 | Set |  |  |  |  | 0 | 0 | 0 | 0
1.03 | Rubber gaskets, “O” Rings and seals for SF6 gas, including Circuit Breaker, Disconnector and other GIS equipment’s (6 no. of each type) | 1 | Set |  |  |  |  | 0 | 0 | 0 | 0
1.04 | Molecular filter for SF6 gas with filter bags(1set=20% total quantity of absorber bags used in GIS) | 1 | Set |  |  |  |  | 0 | 0 | 0 | 0
1.05 | SF6 gas cylinder of 50Kgs / cylinder ( 20% of total Gas used in GIS) | 1 | Set |  |  |  |  | 0 | 0 | 0 | 0
1.06 | Covers with all accessories necessary to close a compartment in case of dismantling of any part of the Enclosure to ensure the sealing of the compartment | 1 | Set |  |  |  |  | 0 | 0 | 0 | 0
1.07 | For 1 phase enclosure (3 Nos. of each type) | 1 | Set |  |  |  |  | 0 | 0 | 0 | 0
1.08 | Locking device to keep the Dis-connectors and Earthing switches in close or open position in case of removal of the driving mechanism (If applicable) | 3 | Nos. |  |  |  |  | 0 | 0 | 0 | 0
1.09 | Bus support insulator of each type for single phase enclosure (6 Nos. of each type) | 1 | Set |  |  |  |  | 0 | 0 | 0 | 0
1.1 | SF6 to air bushing for 1 phase enclosure | 2 | Nos. |  |  |  |  | 0 | 0 | 0 | 0
1.11 | Spares for Local control cabinet: MCB, fuses, timers, Aux Relay of each type & rating, terminals of each type (Set) | 1 | No. |  |  |  |  | 0 | 0 | 0 | 0
1.12 | All types of Corona shield (3 Nos. of each type) | 1 | Set |  |  |  |  | 0 | 0 | 0 | 0
1.13 | Windowscope/ Observing window, 3 Nos. of each type (if applicable) | 1 | Set |  |  |  |  | 0 | 0 | 0 | 0
2 | Circuit Breaker
2.01 | Complete Circuit Breaker 1 phase pole of each type & rating complete with interrupter, main circuit and enclosure with operating mechanism | 3 | sets |  |  |  |  | 0 | 0 | 0 | 0
[8 empty] | 0 | 0 | 0 | 0
2.02 | Trip Coil assembly with resistor as applicable, 3 Nos. of each type | 2 | sets |  |  |  |  | 0 | 0 | 0 | 0
2.03 | Closing Coil assembly with resistor as applicable, 3 Nos. of each type | 2 | sets |  |  |  |  | 0 | 0 | 0 | 0
2.04 | Relays, Power contactors, push buttons, timers & MCBs etc of each type & rating( If applicable) | 1 | set |  |  |  |  | 0 | 0 | 0 | 0
2.05 | Closing assembly/ valve, 3 nos. of each type (If applicable) | 2 | sets |  |  |  |  | 0 | 0 | 0 | 0
2.06 | Trip assembly/ valve, 3 nos. of each type (If applicable) | 2 | sets |  |  |  |  | 0 | 0 | 0 | 0
2.07 | Aux. switch assembly, 3 Nos. of each type | 1 | set |  |  |  |  | 0 | 0 | 0 | 0
2.08 | Operation counter, 3 nos. of each type | 1 | set |  |  |  |  | 0 | 0 | 0 | 0
2.09 | Rupture disc, 3 Nos. of each type (If applicable) | 1 | set |  |  |  |  | 0 | 0 | 0 | 0
2.1 | Spare of pneumatic/spring/hydraulic operated mechanism (as per Main Supply) 1)Spare of pneumatic operated mechanism(complete) a. Motor for compressor – 1 no. b. Pressure switch and valve etc – 1 no. of each type 2)Spare of spring operated mechanism(complete) a . Motor – 1 no b. Limit switch etc– 1 no. of each type 3)Spare of hydraulic operated mechanism(complete) a. Motor – 1 no. b. Limit switch – 1 no. of each type | 1 | Set for each type of Circuit Breaker |  |  |  |  | 0 | 0 | 0 | 0
3 | Disconnector
3.01 | Complete set of 3 nos. of single phase disconnector including main circuit, enclosure and driving mechanism | 1 | Set |  |  |  |  | 0 | 0 | 0 | 0
3.02 | High speed/ fast acting fault making grounding switch, 3 nos. of single phase of each rating, including main circuit, enclosure and driving mechanism | 1 | Set |  |  |  |  | 0 | 0 | 0 | 0
3.03 | 3 nos. of single phase Earthing switch including main circuit, and driving mechanism | 1 | Set |  |  |  |  | 0 | 0 | 0 | 0
|  |  | Set |  |  |  |  | 0 | 0 | 0 | 0
3.04 | Open/ close contactor assembly, timers, key interlock for one complete (3phase) disconnector and earthing switch of each type & rating ( if applicable) | 1 | Set |  |  |  |  | 0 | 0 | 0 | 0
3.05 | Limit switches and Aux. switches for complete 3-phase equipment
| a) For Disconnector | 3 | Sets |  |  |  |  | 0 | 0 | 0 | 0
| b) For earth switch | 1 | set |  |  |  |  | 0 | 0 | 0 | 0
| c) For High speed earth switch | 1 | Set |  |  |  |  | 0 | 0 | 0 | 0
3.06 | Relays. Power contactors, resistors, fuses, push buttons, timers & MCBs (Complete for one 3 phase equipment) if (If applicable)
| a)For Disconnector | 3 | Sets |  |  |  |  | 0 | 0 | 0 | 0
| b)For earth switch | 1 | Set |  |  |  |  | 0 | 0 | 0 | 0
| c)For high speed earth switch | 1 | Set |  |  |  |  | 0 | 0 | 0 | 0
4 | Current Transformer
4.01 | Complete CT, as applicable, with enclosure, as applicable, 1 no. of each type & rating | 1 | Set |  |  |  |  | 0 | 0 | 0 | 0
5 | Voltage Transformer
5.01 | Gas Insulated complete VT with enclosure | 1 | Set |  |  |  |  | 0 | 0 | 0 | 0
6 | SF6 Gas Insulated Surge Arrestor with enclosure | 3 | Nos. |  |  |  |  | 0 | 0 | 0 | 0
6.00.00 LT Switchgears & LT Busducts
1 | Complete breaker of each rating | 8 | No. |  |  |  |  | 0 | 0 | 0 | 0
2 | Numerical Relays of each type | 4 | No. |  |  |  |  | 0 | 0 | 0 | 0
3 | Auxiliary Relays of each type | 8 | No. |  |  |  |  | 0 | 0 | 0 | 0
4 | Horizontal busbar support Insulators | 8 | No. |  |  |  |  | 0 | 0 | 0 | 0
5 | Vertical busbar dropper support insulators | 8 | No. |  |  |  |  | 0 | 0 | 0 | 0
6 | Current transformer of each type & ratio | 3 | No. |  |  |  |  | 0 | 0 | 0 | 0
7 | Voltage transformer of each type & ratio | 3 | No. |  |  |  |  | 0 | 0 | 0 | 0
8 | Control supply transformer of each type & rating | 3 | No. |  |  |  |  | 0 | 0 | 0 | 0
9 | Power Contactor of each type and rating | 5 | No. |  |  |  |  | 0 | 0 | 0 | 0
10 | Coil for above contactor for each type and rating | 5 | No. |  |  |  |  | 0 | 0 | 0 | 0
11 | MCCBs (equally divided for all ratings) | 40 | No. |  |  |  |  | 0 | 0 | 0 | 0
12 | MPCBs (equally divided for all ratings) | 40 | No. |  |  |  |  | 0 | 0 | 0 | 0
13 | Closing coil of each type of each rating | 5 | No. |  |  |  |  | 0 | 0 | 0 | 0
14 | Trip coil of each type of each rating | 5 | No. |  |  |  |  | 0 | 0 | 0 | 0
15 | Aux contact set of each type and Rating | 5 | Set |  |  |  |  | 0 | 0 | 0 | 0
16 | Fixed contact set of each type & rating | 3 | Set |  |  |  |  | 0 | 0 | 0 | 0
17 | Moving contact set of each type & rating | 3 | Set |  |  |  |  | 0 | 0 | 0 | 0
18 | Maintenance tools and accessories for maintenance of LT MCC | 2 | No. |  |  |  |  | 0 | 0 | 0 | 0
7.00.00 | DC BATTERY
1 | Complete dry cell | 5% or 10 Nos. whichever is more for each set of battery bank | Lot |  |  |  |  | 0 | 0 | 0 | 0
2 | Inter-cell connectors with Hardware | 5% or 5 Nos. whichever is more for each set of battery bank | Lot |  |  |  |  | 0 | 0 | 0 | 0
3 | BHMS Spares | 5% of installed capacity | Lot |  |  |  |  | 0 | 0 | 0 | 0
8.00.00 | BATTERY CHARGER
1 | Set of Electronic Cards / Modules | 1 | set of each type & rating |  |  |  |  | 0 | 0 | 0 | 0
2 | Set of Auxiliary relays | 1 | set of each type & rating |  |  |  |  | 0 | 0 | 0 | 0
3 | Set of Fuse Links and Glass Fuses | 3 | set of each type and rating |  |  |  |  | 0 | 0 | 0 | 0
4 | 3 phase Rectifier Bridge complete assembly | 1 | set of each type and rating |  |  |  |  | 0 | 0 | 0 | 0
5 | Rectifier Transformer | 1 | No. of each type & rating |  |  |  |  | 0 | 0 | 0 | 0
6 | Control Transformers | 1 | No. of each type & rating |  |  |  |  | 0 | 0 | 0 | 0
9.00.00 | DIESEL GENERATOR SET
1. | Gaskets & packing | 1 | Set |  |  |  |  | 0 | 0 | 0 | 0
2. | Valve springs | 1 | Set |  |  |  |  | 0 | 0 | 0 | 0
3. | Fuel pump complete | 1 | Set |  |  |  |  | 0 | 0 | 0 | 0
4. | Fuel nozzles and needles | 1 | Set |  |  |  |  | 0 | 0 | 0 | 0
5. | Piston, complete with rings and rod | 1 | Set |  |  |  |  | 0 | 0 | 0 | 0
6. | Piston rings(for each engine) | 1 | Set |  |  |  |  | 0 | 0 | 0 | 0
7. | Flow and temperature relay of each type used | 1 | Set |  |  |  |  | 0 | 0 | 0 | 0
8. | Main and end bearing shells for the diesel engine | 1 | Set |  |  |  |  | 0 | 0 | 0 | 0
9. | Battery charging rectifier diodes | 4 | Nos. |  |  |  |  | 0 | 0 | 0 | 0
10. | Complete rotating rectifier assembly for alternator | 1 | Set |  |  |  |  | 0 | 0 | 0 | 0
11. | Fuses for the excitation diodes | 3 | Sets |  |  |  |  | 0 | 0 | 0 | 0
12. | Automatic voltage regulator | 1 | set |  |  |  |  | 0 | 0 | 0 | 0
13. | Solenoid coil for each solenoid operated valve or relay used | 2 | Nos.each |  |  |  |  | 0 | 0 | 0 | 0
14. | Alarm and signal lamps of each type used | 10% of total population | Lot |  |  |  |  | 0 | 0 | 0 | 0
15. | Cabinet lighting lamps | 2 | Nos.each |  |  |  |  | 0 | 0 | 0 | 0
16. | Shut down coil | 1 | No. |  |  |  |  | 0 | 0 | 0 | 0
17. | Lub oil pressure relay | 1 | No. |  |  |  |  | 0 | 0 | 0 | 0
18. | Filter screen | 1 | No. |  |  |  |  | 0 | 0 | 0 | 0
19. | ‘O’ ring injector | 1 | Set |  |  |  |  | 0 | 0 | 0 | 0
20. | ‘ O’ ring breather | 1 | Set |  |  |  |  | 0 | 0 | 0 | 0
21. | Actuator | 1 | Set |  |  |  |  | 0 | 0 | 0 | 0
22. | Air cleaner | 1 | Set |  |  |  |  | 0 | 0 | 0 | 0
23. | Belts (Fan belt) | 1 | Set |  |  |  |  | 0 | 0 | 0 | 0
24. | Hose bypass | 1 | No. |  |  |  |  | 0 | 0 | 0 | 0
25. | Hose turbo oil supply | 2 | No. |  |  |  |  | 0 | 0 | 0 | 0
26. | Hose turbo oil drain | 2 | No. |  |  |  |  | 0 | 0 | 0 | 0
27. | Over speed stop | 1 | No. |  |  |  |  | 0 | 0 | 0 | 0
28. | Resistor for diesel generator | 1 | Set |  |  |  |  | 0 | 0 | 0 | 0
29. | Element lube oil filter for Diesel Engine | 1 | Set |  |  |  |  | 0 | 0 | 0 | 0
30. | Element lube oil by-pass filter for Diesel Engine | 1 | Set |  |  |  |  | 0 | 0 | 0 | 0
31. | Element fuel filter for Diesel Engine | 1 | Set |  |  |  |  | 0 | 0 | 0 | 0
32. | Plate corr. Resistor for Diesel Engine | 1 | Set |  |  |  |  | 0 | 0 | 0 | 0
33. | Element air cleaner for Diesel engine | 4 | Nos. |  |  |  |  | 0 | 0 | 0 | 0
34. | Diodes forward for alternator | 3 | Nos. |  |  |  |  | 0 | 0 | 0 | 0
35. | Diodes reverse for alternator | 3 | Nos. |  |  |  |  | 0 | 0 | 0 | 0
36. | HRC fuses links of various rating | 3 | Nos. of each type |  |  |  |  | 0 | 0 | 0 | 0
37. | Ammeter 96x96mm, (0-200 amp) Accuracy class:1.0 | 1 | No. |  |  |  |  | 0 | 0 | 0 | 0
38. | A.C. Voltmeter 96x96 mm, (0-15 kV) Accuracy class:1.0 | 1 | No. |  |  |  |  | 0 | 0 | 0 | 0
39. | Ammeter selector switches | 1 | No. |  |  |  |  | 0 | 0 | 0 | 0
40. | Local/Remote selector switches | 1 | No. |  |  |  |  | 0 | 0 | 0 | 0
41. | Voltmeter selector switches | 1 | No. |  |  |  |  | 0 | 0 | 0 | 0
42. | Push button for trip circuit healthy test | 1 | No. |  |  |  |  | 0 | 0 | 0 | 0
43. | White indication lamps for spring charged position | 1 | No. |  |  |  |  | 0 | 0 | 0 | 0
44. | Alarm bell | 1 | No. |  |  |  |  | 0 | 0 | 0 | 0
45. | Space heater along with control switch | 1 | No. |  |  |  |  | 0 | 0 | 0 | 0
46. | Trip circuit supervision relay | 1 | No. |  |  |  |  | 0 | 0 | 0 | 0
47. | Lube oil pump assembly/rotating assembly/impeller/shaft | 1 | set |  |  |  |  | 0 | 0 | 0 | 0
48. | Starting air motor | 1 | No. |  |  |  |  | 0 | 0 | 0 | 0
49. | Governing mechanism of DG set | 1 | No. |  |  |  |  | 0 | 0 | 0 | 0
50. | Coil assembly 24 Volts | 2 | set |  |  |  |  | 0 | 0 | 0 | 0
51. | Solenoid coil for fuel oil system | 2 | No. |  |  |  |  | 0 | 0 | 0 | 0
52. | Complete rotating rectifier assembly for alternator | 1 | set |  |  |  |  | 0 | 0 | 0 | 0
53. | Voltage regulator complete | 1 | set |  |  |  |  | 0 | 0 | 0 | 0
54. | Switches | 1 | No. of each type & rating |  |  |  |  | 0 | 0 | 0 | 0
55. | Power contactors | 2 | No. of each type & rating |  |  |  |  | 0 | 0 | 0 | 0
56. | Auxiliary contactors | 1 | No. of each type & rating |  |  |  |  | 0 | 0 | 0 | 0
57. | DC starter assembly with clutch engaging and disengaging arrangements complete with motor | 1 | No. |  |  |  |  | 0 | 0 | 0 | 0
58. | Coil for contactor (for both power and Auxiliary contactors) | 2 | No. of each type & rating |  |  |  |  | 0 | 0 | 0 | 0
59. | Timer | 1 | No. of each type & rating |  |  |  |  | 0 | 0 | 0 | 0
60. | Auxiliary relays | 1 | No. of each type & rating |  |  |  |  | 0 | 0 | 0 | 0
61. | Current transformers | 1 | No. of each type |  |  |  |  | 0 | 0 | 0 | 0
62. | Voltage transformers | 1 | No. of each type |  |  |  |  | 0 | 0 | 0 | 0
63. | Battery charging rectifier diodes | 4 | Nos. |  |  |  |  | 0 | 0 | 0 | 0
64. | Fuses | 6 | No. of each type & rating |  |  |  |  | 0 | 0 | 0 | 0
65. | Start/Stop push buttons | 2 | No. of each type & rating |  |  |  |  | 0 | 0 | 0 | 0
66 | Indication lamps | 20%
67 | Indication lamp holders | 10%
68 | On/Off isolator | 1 | No. |  |  |  |  | 0 | 0 | 0 | 0
NOTE: 1SET MEANS COMPLETE REQUIREMENT OF ONE DG
10.00.00 | LIGHTING
1 | LED Fixture complete along with driver , LED lamps etc. each tye & rating offered | 2% of total qty or 2nos which ever more | Lot |  |  |  |  | 0 | 0 | 0 | 0
2 | Lighting Panels
| i) Timers 24 hours | 3 | Nos. |  |  |  |  | 0 | 0 | 0 | 0
| ii) Power Contactors of each type & rating | 5 | Nos. |  |  |  |  | 0 | 0 | 0 | 0
| Hi) Auxiliary contactors od each type & rating | 5 | Nos. |  |  |  |  | 0 | 0 | 0 | 0
| Rotary switches ( Ammeter, voltmeter, Manual / Auto , Local / remote selector switches etc)of each type & rating | 5 | Nos. |  |  |  |  | 0 | 0 | 0 | 0
| Indicating lamps & holders ( RED, Green , Yellow etc ) complete of each type & rating | 20 | Nos. |  |  |  |  | 0 | 0 | 0 | 0
| On / Off Isolators of each type & rating | 5 | Nos. |  |  |  |  | 0 | 0 | 0 | 0
| MCCBs of each type & rating | 5 | Nos. |  |  |  |  | 0 | 0 | 0 | 0
| MCB/RCCB/RCBO of each type & rating | 10 | Nos. |  |  |  |  | 0 | 0 | 0 | 0
3 | 20A receptacles complete with Plugs etc | 10 | Nos. |  |  |  |  | 0 | 0 | 0 | 0
4 | Lighting Junction Boxes of each type | 25 | Nos. |  |  |  |  | 0 | 0 | 0 | 0
5 | 63A welding receptacles complete with Plug etc | 5 | Nos. |  |  |  |  | 0 | 0 | 0 | 0
6 | Volt meter of each type & size | 2 | Nos. |  |  |  |  | 0 | 0 | 0 | 0
7 | Ammeter of each type & size | 2 | Nos. |  |  |  |  | 0 | 0 | 0 | 0
MANDATORY SPARES LIST FOR CONTROL AND INSTRUMENTATIONS
CONTROL SYSTEM:
1 | HMI Devices
A) | Work station
| (i) OWS with licensed software | 1 | no. of each type and model |  |  |  |  | 0 | 0 | 0 | 0
| (ii) Server/Programming Station with License Software | 1 | no. of each type and mode |  |  |  |  | 0 | 0 | 0 | 0
| (iii) Keyboard | 2 | no. of each type and model |  |  |  |  | 0 | 0 | 0 | 0
| (iv) Mouse | 4 | no. of each type and model |  |  |  |  | 0 | 0 | 0 | 0
B) | Network Components
| (i)Switch/repeaters/hubs/firewalls for PLC/ DDCMIS including Station LAN etc. | 2 | nos. of each type and model |  |  |  |  | 0 | 0 | 0 | 0
| (ii) Any other device/equipment not covered under above items but required to make system complete. | 2 | nos. of each type and model |  |  |  |  | 0 | 0 | 0 | 0
2 | Cables and Connectors.
| (i) Prefab interconnecting cables with connectors | 2 | no. of each type and length |  |  |  |  | 0 | 0 | 0 | 0
| (ii) System bus cable with connectors | 2 | no. of each type and length |  |  |  |  | 0 | 0 | 0 | 0
| (iii) I/O bus cable with connectors for remote I/O units | 2 | no. of each type and length |  |  |  |  | 0 | 0 | 0 | 0
| (iv) Loose Connectors | 5 | nos. (sets) of each type |  |  |  |  | 0 | 0 | 0 | 0
3 | Power Supply Modules & Power Packs for control system | 20% or 2 nos. of each type model and rating, whichever is more | LOT |  |  |  |  | 0 | 0 | 0 | 0
4 | Electronic modules of each type and model for control system, Data communication system, Master and Slave Clock etc. (This shall include all type of cards like I/O cards, Remote I/O cards, communication/Interface cards, controller cards, CPU module or Card, logic cards, etc.) | 20% or 2 nos. of each type model and rating, whichever is more | LOT |  |  |  |  | 0 | 0 | 0 | 0
5 | Bus coupler/Interface hardware / other communication devices. | 20% of each type and model or minimum 2 nos. whichever is more | LOT |  |  |  |  | 0 | 0 | 0 | 0
6 | Relays | 10% of each type and model or minimum 2 nos. whichever is more | LOT |  |  |  |  | 0 | 0 | 0 | 0
7 | Isolators | 10% of each type and model or minimum 2 nos. whichever is more | LOT |  |  |  |  | 0 | 0 | 0 | 0
8 | Batteries used for battery backup of RAMs(If applicable) | 10% of each type and model or minimum 2 nos. whichever is more | LOT |  |  |  |  | 0 | 0 | 0 | 0
9 | Fuses | 200 % of each type and rating | LOT |  |  |  |  | 0 | 0 | 0 | 0
10 | Cooling fans for Power supply and cabinets. | 10 % of each type and model | LOT |  |  |  |  | 0 | 0 | 0 | 0
11 | Intelligent mini UPS for workstation server, PCs, LVS, L3 switch.(if applicable) | 1 | no. of each size and rating |  |  |  |  | 0 | 0 | 0 | 0
2.00.00 | MEASURING INSTRUMENTS:
1 AAQMS (SO2, NOx, CO Dust monitoring)
(i) | Analyzer for SO2, NOx, CO, Dust monitoring | 1 | no. complete instrument of each type and mode |  |  |  |  | 0 | 0 | 0 | 0
(ii) | Electronic Card Assemblies/PCBs, power supply modules | 10% of each type and model | LOT |  |  |  |  | 0 | 0 | 0 | 0
(iii) | Set of Gaskets/"O" rings/ seals | 200% of each type, model, rating and size | LOT |  |  |  |  | 0 | 0 | 0 | 0
(iv) | Heater Assembly. | 20% of each type and model | LOT |  |  |  |  | 0 | 0 | 0 | 0
(v) | Temp. Sensor | 20% of each type and model | LOT |  |  |  |  | 0 | 0 | 0 | 0
(vi) | Solenoids | 2 | nos. of each type, model and rating |  |  |  |  | 0 | 0 | 0 | 0
(vii) | Filters, light source, etc. | 100% of each type, model and rating | LOT |  |  |  |  | 0 | 0 | 0 | 0
(viii) | Calibration gases, calibration cell and other consumables for calibration: - of all types and ranges. | One year supply | LOT |  |  |  |  | 0 | 0 | 0 | 0
(ix) | Pump repair kit (If applicable) | 1 | Set |  |  |  |  | 0 | 0 | 0 | 0
2. (I) CEMS (SOx, NOx, CO):-
(a) | Analyzer for SOx, NOx, , CO. | 1 | no complete instrument of each type and model |  |  |  |  | 0 | 0 | 0 | 0
(b) | Flue gas flow measurement | 1 | no. complete instrument alongwith sender/receiver unit |  |  |  |  | 0 | 0 | 0 | 0
(c) | Electronic card assembly/ PCBs, moisture/condensate monitor, power supply modules | 10% of each type, model and rating | Lot |  |  |  |  | 0 | 0 | 0 | 0
(e) | Set of gaskets/O-rings/ seals | 200% of each type, model, rating and size | Lot |  |  |  |  | 0 | 0 | 0 | 0
(f) | Temp. Sensor | 20% of each type and model | Lot |  |  |  |  | 0 | 0 | 0 | 0
(g) | Heater assembly, Cooler assembly | 20% of each type and model | Lot |  |  |  |  | 0 | 0 | 0 | 0
(h) | Complete Probe with shield assembly (Not applicable for Insitu- path) | 1 | no. of each type and model LOT |  |  |  |  | 0 | 0 | 0 | 0
(i) | Solenoids | 2 | nos. of each type, model and rating |  |  |  |  | 0 | 0 | 0 | 0
(j) | Filters, light source, sensor, detector, etc. | 200% of each type, model and rating | Lot |  |  |  |  | 0 | 0 | 0 | 0
(k) | Calibration gases, Calibration cell and other consumables for calibration: - all types and ranges. | One year supply | Lot |  |  |  |  | 0 | 0 | 0 | 0
(l) | Heavy duty blower assembly | 1 | no. of each type, size and rating |  |  |  |  | 0 | 0 | 0 | 0
(m) | Rotameter/Air flow meter | 2 | nos. of each type, model and rating |  |  |  |  | 0 | 0 | 0 | 0
3 | Measuring Instruments
a) | Transmitters
(i) | Transmitters of all type, range and model no. (For the measurement of Pressure, differential pressure flow, level, temperature etc.) | 10%. of each type and model | Lot |  |  |  |  | 0 | 0 | 0 | 0
(ii) | Interface modules at field(between field transmitter & DDCMIS)like Zener barrier, power supply isolator, isolater(as applicable)etc. | 10% of each type | Lot |  |  |  |  | 0 | 0 | 0 | 0
b) | Temperature elements
(i) | RTD's | 10% of each type and length | Lot |  |  |  |  | 0 | 0 | 0 | 0
(ii) | Thermocouples | 10% of each type and length | Lot |  |  |  |  | 0 | 0 | 0 | 0
3.00.00 | POWER SUPPLY SYSTEM:
Uninterrupted Power supply (UPS) System including Static Switches for Sub Distribution
(i) | Silicon controlled thyristors, diodes and power transistors. | 100% | LOT |  |  |  |  | 0 | 0 | 0 | 0
(ii) | Capacitors | 1 | Set |  |  |  |  | 0 | 0 | 0 | 0
(iii) | CT's, CVT's VT's chokes, AC/DC isolators, contactors, timers, relays. | 10% of each type and rating | Lot |  |  |  |  | 0 | 0 | 0 | 0
(iv) | Fuses of each types and rating | 200% | Lot |  |  |  |  | 0 | 0 | 0 | 0
(v) | Fuse free Circuit breakers | 5% of each type and rating | Lot |  |  |  |  | 0 | 0 | 0 | 0
(vi) | Electronic modules | 10% of each type | Lot |  |  |  |  | 0 | 0 | 0 | 0
(vii) | Indication lamps | 100% of each type | Lot |  |  |  |  | 0 | 0 | 0 | 0
(viii) | Lamp holders with series resistor, if any | 10% of each type | Lot |  |  |  |  | 0 | 0 | 0 | 0
(ix) | Cooling Fans | 2 | nos. of each type |  |  |  |  | 0 | 0 | 0 | 0
(x) | Digital/analog panel meters/ indicators | 1 | no. of each type (LOT) |  |  |  |  | 0 | 0 | 0 | 0
(xi) | Relays of all types including overload relays. | 10% | Lot |  |  |  |  | 0 | 0 | 0 | 0
(xii) | Static Switch | 10% or minimum 1 no ( whichever is higher) of each type and rating | Lot |  |  |  |  | 0 | 0 | 0 | 0
4.00.00 | INSTRUMENTATION CABLE, INTERNAL WIRING:
(i) | Pre fabricated cable of each type (other than DDCMIS application) (if applicable) | 10% of installed quantity | Lot |  |  |  |  | 0 | 0 | 0 | 0
(ii) | Pre fabricated cable connector (other than DDCMIS application) (if applicable) | 10% of each type and model | Lot |  |  |  |  | 0 | 0 | 0 | 0
(iii) | Other cables (Instrumentation and Control cable) | 5% or 500 mtrs whichever is more for each type, pair and size of actual supplied quantity | Lot |  |  |  |  | 0 | 0 | 0 | 0
5.00.00 | CCTV:
(i) | Camera | 10% of each type or 2 nos. which ever is more | Lot |  |  |  |  | 0 | 0 | 0 | 0
(ii) | Full function keyboard & Joystick | 1 | No. |  |  |  |  | 0 | 0 | 0 | 0
(iii) | Client Work Stations with monitor | 1 | No. |  |  |  |  | 0 | 0 | 0 | 0
(iv) | Network Switches | 10% of each type ,make ,model etc. | Lot |  |  |  |  | 0 | 0 | 0 | 0
(v) | Camera/Database Server | 1 | No. |  |  |  |  | 0 | 0 | 0 | 0
(vi) | Mechanism motors | 10% | Lot |  |  |  |  | 0 | 0 | 0 | 0
(vii) | Media Converters | 10% | Lot |  |  |  |  | 0 | 0 | 0 | 0
(viii) | Camera mounting arrangement. | 10% of each type or 2 nos. whichever is more | Lot |  |  |  |  | 0 | 0 | 0 | 0
6.00.00 | PROCESS CONNECTION PIPING (FOR IMPULSE PIPING/TUBING, SAMPLING PIPING/TUBING AND AIR SUPPLY PIPING AS APPLICABLE):
(i) | Valves of all types | 10% | Lot |  |  |  |  | 0 | 0 | 0 | 0
(ii) | 2 way, 3 way, 5 way valve manifolds | 10% of each type, class, size and model | Lot |  |  |  |  | 0 | 0 | 0 | 0
(iii) | Fittings | 10% | Lot |  |  |  |  | 0 | 0 | 0 | 0
(iv) | Purge meters | 5% of each model | Lot |  |  |  |  | 0 | 0 | 0 | 0
(v) | Filter regulators | 20% of each model | Lot |  |  |  |  | 0 | 0 | 0 | 0
7.00.00 | ELECTRIC ACTUATORS:
(i) | Actuator | 1 | No. of each type & rating |  |  |  |  | 0 | 0 | 0 | 0
(ii) | Electronic PCB of all types | 10% of each type & model | Lot |  |  |  |  | 0 | 0 | 0 | 0
(iii) | Absolute Encoder (replaceable part) | 5% of each type & model | Lot |  |  |  |  | 0 | 0 | 0 | 0
(iv) | Electronic Torque sensor | 5% of each type & model | Lot |  |  |  |  | 0 | 0 | 0 | 0
8.00.00 | CONTROL VALVES, ACTUATORS AND ACCESSORIES:
(i) | Pneumatic Control Valve actuator assembly | 10% or 1 Nos. of each type, model and rating, whichever is more | Lot |  |  |  |  | 0 | 0 | 0 | 0
(ii) | Diaphragms, O' rings, seals etc. | 100% of all types, make etc. | Lot |  |  |  |  | 0 | 0 | 0 | 0
(iii) | Pressure Gauges of all types, make, rating etc.(if applicable) | 10% or 2 nos. of each type whichever is more | Lot |  |  |  |  | 0 | 0 | 0 | 0
(iv) | Solenoid valves (if applicable) | 10% or 2 nos. of each type whichever is more | Lot |  |  |  |  | 0 | 0 | 0 | 0
(v) | Control valve positioners/smart positioners and its accessories | 10% or 2 nos. of each type, model and rating, whichever is more | Lot |  |  |  |  | 0 | 0 | 0 | 0
(vi) | E/P converters(if applicable) | 10% or 2 nos. of each type, model and rating, whichever is more | Lot |  |  |  |  | 0 | 0 | 0 | 0
9.00.00 | PUBLIC ADDRESS SYSTEM
(A) | Call Stations & Amplifiers
(i) | Call station for outdoor area with amplifier | 10 % of each type, make, model etc. | Lot |  |  |  |  | 0 | 0 | 0 | 0
(ii) | Call station for indoor area desktop mounting type with amplifier | 10 % of each type, make, model etc. | Lot |  |  |  |  | 0 | 0 | 0 | 0
(iii) | Master Control Unit (MCU) | 10 % of each type, make, model etc. | Lot |  |  |  |  | 0 | 0 | 0 | 0
(iv) | Portable Call station with minimum 2 mtrs connecting cable. | 10 % of each type, make, model etc. | Lot |  |  |  |  | 0 | 0 | 0 | 0
(v) | Standalone amplifier | 10 % of each type, make, model etc. | Lot |  |  |  |  | 0 | 0 | 0 | 0
(B) | Loudspeakers
(i) | Outdoor Industrial horn type loudspeaker | 10 % of each type, make, model etc. | Lot |  |  |  |  | 0 | 0 | 0 | 0
(ii) | Indoor wall mounted cone type loudspeaker | 10 % of each type, make, model etc. | Lot |  |  |  |  | 0 | 0 | 0 | 0
[7 empty] | Sum E | 0 | 0 | 0 | 0
Total of Sum A to E
[8 empty] | Sum INR | Sum USD | Sum EURO | Sum JPY
This total to be filled above at Item B.1 | [7 empty] | 0 | 0 | 0 | 0
II | MANDATORY SPARES FOR ROOFTOP SOLAR PV |  |  | *Currency 1 (INR) Unit Price CIF (Indian port of entry | *Currency 2 (USD) Unit Price CIF (Indian port of entry | *Currency 3 (EURO) Unit Price CIF (Indian port of entry | *Currency 4 (JPY) Unit Price CIF (Indian port of entry | *Currency 1 (INR) Total Price CIF (Indian port of entry | *Currency 2 (USD) Total Price CIF (Indian port of entry | *Currency 3 (EURO) Total Price CIF (Indian port of entry | *Currency 4 (JPY) Total Price CIF (Indian port of entry
1 | Solar PV module | 1% of total population (LOT) | Lot |  |  |  |  | 0 | 0 | 0 | 0
2 | Inverter - | 1 | No. of string inverter of highest size of supplied capacity |  |  |  |  | 0 | 0 | 0 | 0
3 | Flexible Solar DC cable | 500 | Metre |  |  |  |  | 0 | 0 | 0 | 0
4 | DC Side Surge Arrestor (if applicable) | 1 | no. |  |  |  |  | 0 | 0 | 0 | 0
This total to be filled above at Item B.2 | [7 empty] | 0 | 0 | 0 | 0
Note: | Bidder has to verify the unit price and the corresponding total price on its own and ensure the correctness in the above break up list.
Note on I851: Total of Sum A to E (INR)
Note on J851: Total of Sum A to E (USD)
Note on K851: Total of Sum A to E (EURO)
Note on L851: Total of Sum A to E (JPY)
Note on I858: Total INR value
Note on J858: Total USSD value
Note on K858: Total EURO value
Note on L858: Total JPY value

## Schedule-2
GREAT NICOBAR ISLAND GAS ENGINE POWER PROJECT (108 MW ±5 MW) EPC PACKAGE BIDDING DOCUMENT NO: CS-6401-001-2
SCHEDULE OF RATES AND PRICES:
Bidder's Name and Address :
SCHEDULE- 2 : Plant and Equipment including Type tests and Mandatory Spares to be supplied from within the Employer's Country. (BREAK-UP TO BE FURNISHED BEFORE AWARD)
Item | Description | TOTAL Ex-Works (India) Price
|  | Currency 1 | Currency 2 | Currency 3 | Currency 4
|  | INR | USD | EUR | JPY
1 | 2 | 3 | 4 | 5 | 6
A
1 | MAIN EQUIPMENT INCLUDING FACTORY FABRICATED STEEL STRUCTURES FOR GREAT NICOBAR ISLAND GAS ENGINE POWER PROJECT (108 MW ±5 MW) AS PER TECHNICAL SPECIFICATION, PART-A, SECTION-VI
2 | MAIN EQUIPMENT FOR ROOFTOP SOLAR PV AS PER VOLUME-III, PART-A, SECTION-VI
| SUB TOTAL (A) MAIN EQUIPMENTS | 0 | 0 | 0 | 0
B | MANDATORY SPARES:-
1 | MANDATORY SPARES FOR Main Equipment [BOQ AS SPECIFIED IN Volume-III, PART-A, SECTION-VI, Technical Specifications ] (Bidder is reqired to fill the Unit Price of EACH Mandatory Sapres items serially , GIVEN BELOW, as specified in Part-A, Section-VI) | 0 | 0 | 0 | 0
2 | MANDATORY SPARES FOR ROOFTOP SOLAR PV [BOQ AS SPECIFIED IN Volume-III, PART-A, SECTION-VI, Technical Specifications ] (Bidder is reqired to fill the Unit Price of EACH Mandatory Spare items serially, GIVEN BELOW, as specified in Part-A, Section-VI) | 0 | 0 | 0 | 0
| SUB TOTAL (B) MANDATORY SPARES | 0 | 0 | 0 | 0
| SUB TOTAL (A+B) | 0 | 0 | 0 | 0
C | SUB-TOTAL OF TYPE TEST CHARGES AS PER SCHEDULE-8B
| GRAND TOTAL (A+B+C) -Schedule-1 (To be filled up in BOQ SHEET ) | 0 | 0 | 0 | 0
Note:
1 | The summation of quantity of Factory fabricated structural works quoted by bidder, in Schedule-1 and/or Schedule-2 and the site fabricated steel structural works quoted by bidder in Schedule-4 shall be equal to total quantity of structural works envisaged by the bidder under the package. Installation Services price for factory fabricated steel structural items shall be separately indicated by the bidder in Schedule-4.
2 | Bidder to note that only factory fabricated items and not the raw material shall be quoted in Schedule-1 and/or Schedule-2
3 | Sequence of painting of structures as given in Technical Specification shall be followed.
4 | Bidders are required to indicate the break up of Type Test Charges in Schedule-8B.
5 | Bidders are required to quote lumpsum price separately for various systems/equipments of main equipment and mandatory spares as sought in this schedule based on BOQ for main equipment & mandatory spares specified in Technical Specification.
6 | Interchangebility and Packings: All spares supplied under this contract shall be strictly interchangeable with parts for which they are intended for replacements. These spares should include all mounted accessories like components, boards, add or items, fitting, connectors etc. and be complete in all respects so that the replacement of the main items by these spares does not require any additional item. The vendors must conform the pair to pair compatibility of each electrical spares modules with the modules supplied in the original package. All electronic modules should be pre set and/or preprogrammed for ready use at site. Alternatively, suitable instruction sheet indicating the details of required PCB jumper position, BCD switch setting, EPROM/PROM listing etc should be packed along with each module. Also a caution mark sign should be put on all such module which needs pre setting/pre programming before putting them in to service. The spare shall be treated and properly packed for long term storage
7 | Identification: Each spare shall be clearly marked and labeled on the outside of the packing with its description. When more than one spare part is packed in single case, a general description of the contents shall be shown on the outside of such case and a detailed list enclosed. All cases, containers and other packages must be suitably marked and numbered for the purpose of identification.
8 | In case the description / quantity for any item mentioned in Schedule is at variance from what has been stated in Technical Specification and its subsequent amendments and clarifications, the stipulations of Technical Specification and its subsequent amendment and clarification shall prevail.
9 | NTPC may place the award for any mandatory spares with NOA and/or within three years from the date of NOA as per mutually agreed despatch schedule and as per the price quoted by the bidder in their bid in accordance with the relevant clauses. However, the sum of the price quoted for all the mandatory spares shall be considered for evaluation purpose.
10 | Bidder to refer ITB clause 11.1(d) while quoting its bid price.
11 | Unless stated otherwise a 'set' means items or sub-items required for each type/size range of the assembly/sub-assembly, required for complete replacement in one unit. It is further, intended that the assembly/sub-assembly which have different orientation (like left hand or right hand, top or bottom), different direction of rotation or mirror image positioning or any other reasons which result in maintaining two different sets of the spares to be used for the subject assembly/sub-assembly, these shall be considered as different types of assembly/sub-assembly.
12 | Wherever quantity has been specified as percentage (%), the quantity of mandatory spares to be provided by the Contractor shall be the specified percentage (%) of the total population required to meet the specification requirements. In case the quantity of Mandatory Spares so calculated to be fraction, the same shall be rounded off to next higher whole number. In case the main population of any item is only one no., then the spare quantity shall also be one no., overriding requirements indicated in above list of Clauses.
13 | Wherever the quantities have been indicated for each type, size, thickness, materials, radius, range etc. these shall cover all the items supplied and installed and the breakup for these shall be furnished in the bid.
14 | In case spares indicated in the list are not applicable to the particular design offered by the bidder, the bidder should offer spares applicable to offered design with quantities generally in line with approach followed in the above list
15 | Quantity of Mandatory Spares shall be as per Technical Specification, Section VI. Bidder is required to fill Quantity as well as unit price against each Mandatory Spares. If any of the quantity or unit price is left blank or it is different from technical specification, it will be considered inclusive in the Price Quoted as per the quantity mentioned in Technical Specification.
16 | Bidder has to mandatorily fill the mandatory spare list with price as below
LIST OF MANDATORY SPARES (Bidder to fill 'Currency' column, 'Unit Price' column)
Item | Item Description | QTY | UNIT | *Currency 1 (INR) Unit Price CIF (Indian port of entry | *Currency 2 (USD) Unit Price CIF (Indian port of entry | *Currency 3 (EURO) Unit Price CIF (Indian port of entry | *Currency 4 (JPY) Unit Price CIF (Indian port of entry | *Currency 1 (INR) Total Price CIF (Indian port of entry | *Currency 2 (USD) Total Price CIF (Indian port of entry | *Currency 3 (EURO) Total Price CIF (Indian port of entry | *Currency 4 (JPY) Total Price CIF (Indian port of entry
MECHANICAL
GAS ENGINE AND AUXILIARIES
I | Engine Block, Bearings, Oil Sump & Covers
1 | Camshaft Bearing Bush | 10% of total population of all engines. | Lot |  |  |  |  | 0 | 0 | 0 | 0
2 | Cylinder head screw | 5% of total population of all engines. | Lot |  |  |  |  | 0 | 0 | 0 | 0
3 | Cylinder liner | 10% of total population of all engines. | Lot |  |  |  |  | 0 | 0 | 0 | 0
4 | Antipolishing Ring | 10% of total population of all engines. | Lot |  |  |  |  | 0 | 0 | 0 | 0
5 | Sealing Set | 10% of total population of all engines. | Lot |  |  |  |  | 0 | 0 | 0 | 0
6 | Thrust Bearing Kit | 20% of total population of all engines. | Lot |  |  |  |  | 0 | 0 | 0 | 0
7 | Main Bearing Kit | 20% of total population of all engines. | Lot |  |  |  |  | 0 | 0 | 0 | 0
8 | Sealing kit for Covers & End Covers | 10% of total population of all engines. | Lot |  |  |  |  | 0 | 0 | 0 | 0
II. | Connecting Rod & Piston
9 | Big End Bearing kit | 10% of total population of all engines. | Lot |  |  |  |  | 0 | 0 | 0 | 0
10 | Piston | 1 nos. X number of engines offered. | Lot |  |  |  |  | 0 | 0 | 0 | 0
11 | Piston Ring set | 1 nos. X number of engines offered. | Lot |  |  |  |  | 0 | 0 | 0 | 0
12 | Small End Bearings | 10% of total population of all engines. | Lot |  |  |  |  | 0 | 0 | 0 | 0
13 | Connecting Rod Screws | 10% of total population of all engines. | Lot |  |  |  |  | 0 | 0 | 0 | 0
14 | Shims | 20% of total population of all engines. | Lot |  |  |  |  | 0 | 0 | 0 | 0
15 | Connecting Rod | 1 nos. X number of engines offered. | Lot |  |  |  |  | 0 | 0 | 0 | 0
16 | Securing Ring | 10% of total population of all engines. | Lot |  |  |  |  | 0 | 0 | 0 | 0
17 | Gudgeon Pin | 10% of total population of all engines. | Lot |  |  |  |  | 0 | 0 | 0 | 0
III | Cylinder Head with Valves
18 | Cylinder Head | 1 no. X number of engines offered. | Lot |  |  |  |  | 0 | 0 | 0 | 0
19 | Starting valve | 1 no. X number of engines offered. | Lot |  |  |  |  | 0 | 0 | 0 | 0
20 | Inlet valve (complete) | 1 no. X number of engines offered. | Lot |  |  |  |  | 0 | 0 | 0 | 0
21 | Sealing set for Cylinder head replacement | 1 no. X number of engines offered. | Lot |  |  |  |  | 0 | 0 | 0 | 0
22 | Seat ring for inlet valve | 1 no. X number of engines offered. | Lot |  |  |  |  | 0 | 0 | 0 | 0
23 | Seat ring for outlet valve | 1 no. X number of engines offered. | Lot |  |  |  |  | 0 | 0 | 0 | 0
24 | Sealing set for cylinder head overhaul | 1 no. X number of engines offered. | Lot |  |  |  |  | 0 | 0 | 0 | 0
25 | Exhaust Valve (complete) | 1 no. X number of engines offered. | Lot |  |  |  |  | 0 | 0 | 0 | 0
IV | Valve Mechanism & Camshaft
26 | Intermediate Gear | 10% of total population of all engines. | Lot |  |  |  |  | 0 | 0 | 0 | 0
27 | Intermediate Gear Bearing | 10% of total population of all engines. | Lot |  |  |  |  | 0 | 0 | 0 | 0
28 | Camshaft piece | 1 no. X number of engines offered. | Lot |  |  |  |  | 0 | 0 | 0 | 0
29 | Push Rod | 10% of total population of all engines. | Lot |  |  |  |  | 0 | 0 | 0 | 0
30 | Protecting pipes | 10% of total population of all engines. | Lot |  |  |  |  | 0 | 0 | 0 | 0
31 | Valve tappet | 10% of total population of all engines. | Lot |  |  |  |  | 0 | 0 | 0 | 0
32 | Gear | 10% of total population of all engines. | Lot |  |  |  |  | 0 | 0 | 0 | 0
33 | Guide pin | 10% of total population of all engines. | Lot |  |  |  |  | 0 | 0 | 0 | 0
34 | Screw | 10% of total population of all engines. | Lot |  |  |  |  | 0 | 0 | 0 | 0
V | Turbocharger, charge Air Cooler & Waste Gates
35 | Charge Air Cooler | 10% of total population of all engines. | Lot |  |  |  |  | 0 | 0 | 0 | 0
36 | Turbocharger Bearings | 20% of total population of all engines. | Lot |  |  |  |  | 0 | 0 | 0 | 0
37 | Turbocharger Thrust collar | 1 nos. X number of engines offered. | Lot |  |  |  |  | 0 | 0 | 0 | 0
38 | Turbine Inlet casings | 1 no. X number of engines offered. | Lot |  |  |  |  | 0 | 0 | 0 | 0
39 | Turbocharger Nozzle Ring | 1 no. X number of engines offered. | Lot |  |  |  |  | 0 | 0 | 0 | 0
40 | Turbocharger Shroud Ring | 1 no. X number of engines offered. | Lot |  |  |  |  | 0 | 0 | 0 | 0
41 | Turbine outlet Casings | 1 no. X number of engines offered. | Lot |  |  |  |  | 0 | 0 | 0 | 0
42 | Turbocharger Rotor & Rotating parts | 1 no. X number of engines offered. | Lot |  |  |  |  | 0 | 0 | 0 | 0
VI | Ignition Equipment & Gas Manifold
43 | Spark Plug | 3 nos. X number of engines offered. | Lot |  |  |  |  | 0 | 0 | 0 | 0
44 | Pre Combustion Chamber Valve | 1 nos. X number of engines offered. | Lot |  |  |  |  | 0 | 0 | 0 | 0
45 | Ignition Module | 1 no. X number of engines offered. | Lot |  |  |  |  | 0 | 0 | 0 | 0
46 | Connection piece/pipes (All types) | 1 nos. each type X number of engines offered. | Lot |  |  |  |  | 0 | 0 | 0 | 0
47 | Ignition Cable | 1 nos. X number of engines offered. | Lot |  |  |  |  | 0 | 0 | 0 | 0
48 | Main Gas admission valves | 1 nos. X number of engines offered. | Lot |  |  |  |  | 0 | 0 | 0 | 0
VII | Lubricating oil system
49 | Pump Sealing Set | 1 sets X number of engines offered. | Lot |  |  |  |  | 0 | 0 | 0 | 0
50 | Fuel Feed pipes | 1 no X number of engines offered. | Lot |  |  |  |  | 0 | 0 | 0 | 0
51 | Lube oil pump Bearings | 10% of total population of all engines. | Lot |  |  |  |  | 0 | 0 | 0 | 0
52 | Lube Oil service Kit | 20% of total population of all engines. | Lot |  |  |  |  | 0 | 0 | 0 | 0
53 | Lube Oil Thermostat element | 20% of total population of all engines. | Lot |  |  |  |  | 0 | 0 | 0 | 0
54 | Lube Oil Thermostatic element set | 1 nos. X number of engines offered. | Lot |  |  |  |  | 0 | 0 | 0 | 0
55 | Lube Oil filter Candles | 20% of total population of all engines. | Lot |  |  |  |  | 0 | 0 | 0 | 0
56 | Lube oil pump Driving Gear | 1 no. X number of engines offered. | Lot |  |  |  |  | 0 | 0 | 0 | 0
57 | Pre Lube Oil pump gear | 1 nos. X number of engines offered. | Lot |  |  |  |  | 0 | 0 | 0 | 0
VIII
IX | Governor
58 | Governor Drive Bearing | 1 set X number of engines offered | Lot |  |  |  |  | 0 | 0 | 0 | 0
X | Cooling water System
59 | LT water pump | 1 no. X number of engines offered. | Lot |  |  |  |  | 0 | 0 | 0 | 0
60 | HT water pump | 1 no. X number of engines offered. | Lot |  |  |  |  | 0 | 0 | 0 | 0
61 | Driving gear (All types) | 10% of total population of all engines | Lot |  |  |  |  | 0 | 0 | 0 | 0
62 | NRV for cooling pumps | 10% of total population of all engines | Lot |  |  |  |  | 0 | 0 | 0 | 0
XI | Exhaust System
63 | Positioner | 5% of total population of all engines. | Lot |  |  |  |  | 0 | 0 | 0 | 0
64 | Bellows (All types) | 10% of total population of all engines (each type) | Lot |  |  |  |  | 0 | 0 | 0 | 0
65 | Multiduct service Kit | 20% of total population of all engines | Lot |  |  |  |  | 0 | 0 | 0 | 0
XII | Automation & Engine Control
66 | Knock Sensor | 1 no. X number of engines offered. | Lot |  |  |  |  | 0 | 0 | 0 | 0
67 | Temperature Sensor (All types) | 10% of total population of all engines (each type) | Lot |  |  |  |  | 0 | 0 | 0 | 0
68 | Control Unit CCM | 1 no. X number of engines offered. | Lot |  |  |  |  | 0 | 0 | 0 | 0
69 | Electronic Unit IOM | 1 nos. X number of engines offered. | Lot |  |  |  |  | 0 | 0 | 0 | 0
70 | Control Unit | 20% of total population of all engines | Lot |  |  |  |  | 0 | 0 | 0 | 0
71 | Engine Safety module | 20% of total population of all engines | Lot |  |  |  |  | 0 | 0 | 0 | 0
72 | Pressure Transducer | 10% of total population of all engines | Lot |  |  |  |  | 0 | 0 | 0 | 0
73 | Pressure Sensor (All types) | 10% of total population of all engines (each type) | Lot |  |  |  |  | 0 | 0 | 0 | 0
74 | I/P Convertor | 20% of total population of all engines | Lot |  |  |  |  | 0 | 0 | 0 | 0
75 | Speed Pick-Up (All types) | 20% of total population of all engines (each type) | Lot |  |  |  |  | 0 | 0 | 0 | 0
76 | Speed sensor | 20% of total population of all engines (each type) | Lot |  |  |  |  | 0 | 0 | 0 | 0
77 | Limit Switch (All types) | 10% of total population of all engines (each type) | Lot |  |  |  |  | 0 | 0 | 0 | 0
XIII | Starting Air System
78 | Starting Air Master Valves of each drive type | 20% of total population of all engines (each type) | Lot |  |  |  |  | 0 | 0 | 0 | 0
79 | Start Blocking Valve | 20% of total population of all engines | Lot |  |  |  |  | 0 | 0 | 0 | 0
80 | Flame Arrestor | 20% of total population of all engines | Lot |  |  |  |  | 0 | 0 | 0 | 0
XIV | Other spares
81 | O ring (All types) | 10% of total population of all engines (each type) | Lot |  |  |  |  | 0 | 0 | 0 | 0
82 | Sealing sets (All other types not mentioned above) | 20% of total population of all engines (each type) | Lot |  |  |  |  | 0 | 0 | 0 | 0
83 | Butterfly valves (All types) | 20% of total population of all engines (each type) | Lot |  |  |  |  | 0 | 0 | 0 | 0
84 | Filter cartridge (All types other than Lube Oil filter) | 10% of total population of all engines (each type) | Lot |  |  |  |  | 0 | 0 | 0 | 0
85 | Bellows (All types) | 20% of total population of all engines (each type) | Lot |  |  |  |  | 0 | 0 | 0 | 0
WATER SYSTEM:
(A) PT & ETP Systems (As applicable)
1 | Pack of Lamella Clarifier | 1 | Set |  |  |  |  | 0 | 0 | 0 | 0
2 | Turbine drive shaft assembly | 1 | Set |  |  |  |  | 0 | 0 | 0 | 0
3 | Rake (Scrapper) drive shaft assembly | 1 | Set |  |  |  |  | 0 | 0 | 0 | 0
4 | Rake (Scrapper) drive | 1 | Set |  |  |  |  | 0 | 0 | 0 | 0
5 | All Bearings required for motors, Turbine drive, and Rack drive | 1 | Set |  |  |  |  | 0 | 0 | 0 | 0
6 | Oil Skimmer | 1 | Set |  |  |  |  | 0 | 0 | 0 | 0
| (B) Dual Media (DMF) Filters | [6 empty] | 0 | 0 | 0 | 0
1 | Inlet Water Distributor Assembly | 1 | Set |  |  |  |  | 0 | 0 | 0 | 0
2 | Strainers / Nozzles of Under drain Collector OR Header Lateral Collector (whichever is applicable) | 1 | Set |  |  |  |  | 0 | 0 | 0 | 0
3 | Filter Media | One full charge for one filter + 10% | LOT |  |  |  |  | 0 | 0 | 0 | 0
(C) Filter Air Blowers
1 | Filter Air Blower | 1 | Set |  |  |  |  | 0 | 0 | 0 | 0
Note- 1 Set of each type/size/MOC for complete replacement for one assembly
(D) Cartridge Filtration Units
1 | Cartridge Filters Element | 1 | Set |  |  |  |  | 0 | 0 | 0 | 0
One set consists of quantity required for complete replacement for one filter
(E) UF System
1 | UF Membrane | 1 | Set |  |  |  |  | 0 | 0 | 0 | 0
(F) RO
1 | RO pressyre tube complete with memberane assembly | 1 | Set |  |  |  |  | 0 | 0 | 0 | 0
2 | RO Membranes | 1 | set |  |  |  |  | 0 | 0 | 0 | 0
Note: One set consists of quantity required for complete replacement in one Pressure tube / RO membrane
(G) Energy Recovery (ERU) Units (if applicable)
1 | ERU/PX Exchangers | 100 % of ERU / PX units installed for one RO train/stream | Set |  |  |  |  | 0 | 0 | 0 | 0
Note: One set consists of quantity required for complete replacement for one Turbo Charger / PX pump as the case may be
(H) Chemical Cleaning System (UF & RO Plant)
1 | Mixer (Agitator) of Chemical Tanks | 1 | NO |  |  |  |  | 0 | 0 | 0 | 0
2 | Chemical Cleaning Pump & Motor | 1 | NO |  |  |  |  | 0 | 0 | 0 | 0
3 | Cartridge Filter Element | 1 | Set |  |  |  |  | 0 | 0 | 0 | 0
Note : One set consists of quantity required for complete replacement for filter
(I) Flushing Cleaning System (UF & RO Plant)
1 | Flushing Pump & motor | 1 | NO |  |  |  |  | 0 | 0 | 0 | 0
(J) Pumps (1 number of each type/size/MOC for Raw water, Pre-treatment, UF, RO, Back wash, Post-treatment, Dosing, effluent system etc)
1 | Horizontal Centrifugal Pumps | 1 | Set |  |  |  |  | 0 | 0 | 0 | 0
2 | Vertical Pumps (If applicable) | 1 | Set |  |  |  |  | 0 | 0 | 0 | 0
Note- One set consists of quantity required for complete replacement for one Pump
(K) Valves
1 | Valves of all types | 1 | No (of each type / size /material of construction) |  |  |  |  | 0 | 0 | 0 | 0
PLANT UTILITIES:
1.00.00 | Compressed Air System:
2000-01-01 | Oil free Screw Air Compressor
2001-01-01 | Complete H.P Stage with HP element | 1 | NO. |  |  |  |  | 0 | 0 | 0 | 0
2002-01-01 | Complete L.P Stage with LP element | 1 | NO. |  |  |  |  | 0 | 0 | 0 | 0
2003-01-01 | Motor Bearings | 2 | set |  |  |  |  | 0 | 0 | 0 | 0
2004-01-01 | LP Stage Pinion | 1 | NO. |  |  |  |  | 0 | 0 | 0 | 0
2005-01-01 | HP Stage Pinion | 1 | NO. |  |  |  |  | 0 | 0 | 0 | 0
2006-01-01 | Air Oil Filter Kit | 4 | Nos. |  |  |  |  | 0 | 0 | 0 | 0
2007-01-01 | After cooler Safety Valve (if applicable) | 1 | NO. |  |  |  |  | 0 | 0 | 0 | 0
2008-01-01 | Inter Cooler Safety Valve (if applicable) | 1 | NO. |  |  |  |  | 0 | 0 | 0 | 0
2009-01-01 | Oil Pump kit | 2 | Nos. |  |  |  |  | 0 | 0 | 0 | 0
2010-01-01 | After cooler drain valve kit (if applicable) | 1 | No. |  |  |  |  | 0 | 0 | 0 | 0
2011-01-01 | Inter cooler drain valve kit (if applicable) | 1 | No. |  |  |  |  | 0 | 0 | 0 | 0
2012-01-01 | Air receiver drain/moisture trap | 1 | No. |  |  |  |  | 0 | 0 | 0 | 0
2013-01-01 | ‘O’ Rings for oil cooler | 8 | Nos. |  |  |  |  | 0 | 0 | 0 | 0
2014-01-01 | Moisture separators for Aftercooler (if applicable) | 2 | Nos. |  |  |  |  | 0 | 0 | 0 | 0
2015-01-01 | Moisture separators for Intercooler (if applicable) | 2 | Nos. |  |  |  |  | 0 | 0 | 0 | 0
1.02.00 | AIR DRYING PLANT (Twin tower type) FOR IA SYSTEM (As applicable)
1.02.01 | Pre filter element(Ceramic candle or as applicable) | 2 | set |  |  |  |  | 0 | 0 | 0 | 0
1.02.02 | After filter element(Ceramic candle or as applicable) | 2 | set |  |  |  |  | 0 | 0 | 0 | 0
1.02.03 | Valves & Valve Actuators (pneumatic/hydraulic) | 2 | set |  |  |  |  | 0 | 0 | 0 | 0
1.02.06 | Heater coil for temperature stabilization (for HOC type)(as applicable) | 2 | set |  |  |  |  | 0 | 0 | 0 | 0
1.02.07 | Desiccant for Air Dryer | 1 | one complete fill for both tower of one dryer |  |  |  |  | 0 | 0 | 0 | 0
1.03.00 | MEASURING INSTRUMENTS
1 | Electronic Transmitters
(i) | Transmitters of all types, ranges and model no. (for the measurement of Pressure, differential pressure flow, level, etc.) | 2 | Nos. of Each type and model |  |  |  |  | 0 | 0 | 0 | 0
2 | Temperature elements
(i) | RTD’s* of each type and length | 2 | Nos. of each type and length |  |  |  |  | 0 | 0 | 0 | 0
ii) | Thermocouples of each type like K-type, R- type, metal etc. and length * | 2 | Nos. of each type and length |  |  |  |  | 0 | 0 | 0 | 0
(iii) | Thermowell | 2 | Nos. of each type and length |  |  |  |  | 0 | 0 | 0 | 0
(iv) | Temperature transmitters (if applicable) | 2 | Nos. of each type |  |  |  |  | 0 | 0 | 0 | 0
3 | Process Actuated Switch Devices Includes all types of Pressure, differential pressure, flow, temperature, differential temperature, level switch Devices | 2 | Nos. of Each type and model |  |  |  |  | 0 | 0 | 0 | 0
4 | Dew Point meters with sensor | 1 | No. |  |  |  |  | 0 | 0 | 0 | 0
6 | Solenoids | 2 | No. of each type |  |  |  |  | 0 | 0 | 0 | 0
7 | Actuators (If aplicable) | 1 | No. |  |  |  |  | 0 | 0 | 0 | 0
1.03.00 | MICROPROCESSOR BASED/PLC BASED CONTROL/ELECTRONIC BASED CONTROL PANEL (IF APPLICABLE)
1 | Fully programmed controller of electronic modules of each type (as applicable) | 1 | No. |  |  |  |  | 0 | 0 | 0 | 0
2 | Power supply module (if applicable) | 1 | No. |  |  |  |  | 0 | 0 | 0 | 0
1.04.00 | Rotary drum type Air drying plant for Instrument Air system (As applicable) | [6 empty] | 0 | 0 | 0 | 0
| 1) Drive assembly consisting of motor, gear boxes, drive shaft & coupling | 1 | Set |  |  |  |  | 0 | 0 | 0 | 0
| 2) Dessicant for Air Dryer | 1 | one complete fill of one dryer |  |  |  |  | 0 | 0 | 0 | 0
1.05.00 | Air compressor motor | 1 | No. |  |  |  |  | 0 | 0 | 0 | 0
[7 empty] | Sum A | 0 | 0 | 0 | 0
3.00.00 | FIRE DETECTION AND PROTECTION SYSTEM
Item | Description | Qty
1 | PUMPS | Main | Jockey | Main (INR) Unit Price | Main (USD) Unit Price | Main (EURO) Unit Price | Main (JPY) Unit Price | Jockey (INR) Unit Price | Jockey (USD) Unit Price | Jockey (EURO) Unit Price | Jockey (JPY) Unit Price | Main (INR) Total Price | Main (USD) Total Price | Main (EURO) Total Price | Main (JPY) Total Price | Jockey (INR) Total Price | Jockey (USD) Total Price | Jockey (EURO) Total Price | Jockey (JPY) Total Price
1.1 | Impeller | 1 set | 1 set | [8 empty] | 0 | 0 | 0 | 0 | 0 | 0 | 0 | 0
1.2 | Pump bearing (Incl. thrust brg, journal brg., line shaft brg.) | 1 set | 1 set | [8 empty] | 0 | 0 | 0 | 0 | 0 | 0 | 0 | 0
1.3 | Pump shaft | 1 set | 1 set | [8 empty] | 0 | 0 | 0 | 0 | 0 | 0 | 0 | 0
1.4 | Wearing rings | 2 set | 2 set | [8 empty] | 0 | 0 | 0 | 0 | 0 | 0 | 0 | 0
1.5 | Shaft Sleeve | 1 set | 1 set | [8 empty] | 0 | 0 | 0 | 0 | 0 | 0 | 0 | 0
1.6 | Bushings | 2 set | 2 set | [8 empty] | 0 | 0 | 0 | 0 | 0 | 0 | 0 | 0
1.7 | Bearing housing (if provided) | 1 set | 1 set | [8 empty] | 0 | 0 | 0 | 0 | 0 | 0 | 0 | 0
1.8 | Coupling bolts & nuts (with bushes) | 1 set | 1 set | [8 empty] | 0 | 0 | 0 | 0 | 0 | 0 | 0 | 0
| Note: Above quantity/items are required for each type and rating of pumps being supplied under the contract. | [9 empty] | Sum | 0 | 0 | 0 | 0 | 0 | 0 | 0 | 0
[11 empty] | Sum B | Sum INR | Sum USD | Sum EURO | Sum JPY
[12 empty] | 0 | 0 | 0 | 0
2 | DIESEL ENGINE (1 set means item required for 1 diesel engine)
Item | Item Description | QTY | UNIT | *Currency 1 (INR) Unit Price CIF (Indian port of entry | *Currency 2 (USD) Unit Price CIF (Indian port of entry | *Currency 3 (EURO) Unit Price CIF (Indian port of entry | *Currency 4 (JPY) Unit Price CIF (Indian port of entry | *Currency 1 (INR) Unit Price CIF (Indian port of entry | *Currency 2 (USD) Unit Price CIF (Indian port of entry | *Currency 3 (EURO) Unit Price CIF (Indian port of entry | *Currency 4 (JPY) Unit Price CIF (Indian port of entry
2.1 | Sprayers/Injector | 1 | set |  |  |  |  | 0 | 0 | 0 | 0
2.2 | Piston rings & sealing rings | 2 | sets |  |  |  |  | 0 | 0 | 0 | 0
2.3 | Exhaust valve assembly | 1 | set |  |  |  |  | 0 | 0 | 0 | 0
2.4 | Springs | 1 | set |  |  |  |  | 0 | 0 | 0 | 0
2.5 | Packings and gaskets | 1 | set |  |  |  |  | 0 | 0 | 0 | 0
2.6 | Fuel oil filter elements with seals | 2 | set |  |  |  |  | 0 | 0 | 0 | 0
2.7 | Fuel oil filter assembly | 1 | set |  |  |  |  | 0 | 0 | 0 | 0
2.8 | Lub. oil filter elements with seals | 2 | set |  |  |  |  | 0 | 0 | 0 | 0
2.9 | Scrapper rings (if applicable) | 1 | set |  |  |  |  | 0 | 0 | 0 | 0
2.1 | Solenoid coil for fuel valve | 1 | no. |  |  |  |  | 0 | 0 | 0 | 0
2.11 | Corrosion inhibitor (if provided) | 1 | set |  |  |  |  | 0 | 0 | 0 | 0
2.12 | Big end & small end bearing of connecting rod | 1 | set |  |  |  |  | 0 | 0 | 0 | 0
2.13 | Speedometer (if aaplicable) | 1 | No. |  |  |  |  | 0 | 0 | 0 | 0
2.14 | Speedometer wire (if applicable) | 1 | No. |  |  |  |  | 0 | 0 | 0 | 0
2.15 | Rubber hoses of water line with mounting clamps | 1 | set |  |  |  |  | 0 | 0 | 0 | 0
2.16 | Cranking starter assembly complete | 1 | set |  |  |  |  | 0 | 0 | 0 | 0
2.17 | Lub. oil and fuel oil hoses with end connectors | 1 | set |  |  |  |  | 0 | 0 | 0 | 0
2.18 | Water pump belts (if applicable) | 2 | sets |  |  |  |  | 0 | 0 | 0 | 0
| Above quantity/items are required for each type and rating of diesel engine being supplied under the contract | [5 empty] | Sum C | 0 | 0 | 0 | 0
3 | FIRE HOSES WITH COUPLINGS
3.1 | 7.5m long fire hoses (internal) with end connectors | 10% of population | Lot |  |  |  |  | 0 | 0 | 0 | 0
3.2 | 15m long fire hoses (internal) with end connectors | 10% of population | Lot |  |  |  |  | 0 | 0 | 0 | 0
3 .3 | 15m long fire hoses (external) with end connectors | 10% of population | Lot |  |  |  |  | 0 | 0 | 0 | 0
4 | BRANCH PIPES WITH NOZZLES
4.1 | Nozzles with branch pipes & quick coupling ends (internal) | 10% of population | Lot |  |  |  |  | 0 | 0 | 0 | 0
4.2 | Nozzles with branch pipes & quick coupling ends (external) | 10% of population | Lot |  |  |  |  | 0 | 0 | 0 | 0
5 | DELUGE VALVE ASSEMBLIES (AS APPLICABLE)
5.1 | Complete deluge valve assembly along with internals and accessories | 10% of population or minimum 1 Set for each size/type/model | Lot |  |  |  |  | 0 | 0 | 0 | 0
5.2 | Clapper assembly complete (consisting of clapper seat rubber, screws, etc.) | 10% of population or minimum 1 Set for each size/type/model | Lot |  |  |  |  | 0 | 0 | 0 | 0
5.3 | Solenoid coils | 10% of population or minimum 1 Set for each size/type/model | Lot |  |  |  |  | 0 | 0 | 0 | 0
6 | VALVES (GATE/GLOBE/BUTTERFLY/NRV) (AS APPLICABLE)
6.1 | Complete valves | 5% of population of each type & size | Lot |  |  |  |  | 0 | 0 | 0 | 0
6.2 | Reduction gear operator(Gate/Globe/Butterfly) | 10% of population of each type & size | Lot |  |  |  |  | 0 | 0 | 0 | 0
6.3 | Flap/door with pin(NRV) | 10% of population of the each type & size | Lot |  |  |  |  | 0 | 0 | 0 | 0
6.4 | Disc( butterfly/globe) | 5% of population of each type & size | Lot |  |  |  |  | 0 | 0 | 0 | 0
6.5 | Gate(Gate valve) | 5% of population of each type & size | Lot |  |  |  |  | 0 | 0 | 0 | 0
6.6 | Stem(all types) | 5% of population of each type & size | Lot |  |  |  |  | 0 | 0 | 0 | 0
6.7 | Seal rings(all types) | 10% of population of each type & size | Lot |  |  |  |  | 0 | 0 | 0 | 0
6.8 | Flap rings(NRV) | 10% of population of each type & size | Lot |  |  |  |  | 0 | 0 | 0 | 0
6.9 | Gaskets | 10% of population of each type & size | Lot |  |  |  |  | 0 | 0 | 0 | 0
6.1 | Bearing(Butterfly valve) | 10% of population of each type & size | Lot |  |  |  |  | 0 | 0 | 0 | 0
6.11 | Motorized actuator | 1 | No. of each size |  |  |  |  | 0 | 0 | 0 | 0
7 | BASKET STRAINERS / Y-TYPE STRAINERS for HVW/MVW SYSTEM
7.1 | Strainer elements with O-rings and stiffeners.
7.1.1 | Basket strainer | 20% of population of each type & size | Lot |  |  |  |  | 0 | 0 | 0 | 0
7.1.2 | Y- Type strainer | 20% of population of each type & size | Lot |  |  |  |  | 0 | 0 | 0 | 0
8 | MVW SPRAY SYSTEM
8.1 | Spray Nozzles | 5% of population of each type & size | Lot |  |  |  |  | 0 | 0 | 0 | 0
8.2 | QB Detectors | 5% of population of each type | Lot |  |  |  |  | 0 | 0 | 0 | 0
9 | HVW SPRAY SYSTEM
9.1 | Spray nozzles | 5% of population of each type & size | Lot |  |  |  |  | 0 | 0 | 0 | 0
9.2 | QB Detectors | 5% of population of each type | Lot |  |  |  |  | 0 | 0 | 0 | 0
10 | HYDRANT VALVE
10.1 | Hydrant valve complete (internal) single headed with instantaneous female coupling | 20% of population | Lot |  |  |  |  | 0 | 0 | 0 | 0
10.2 | Hydrant valve complete (external) single headed with instantaneous female coupling | 20% of population | Lot |  |  |  |  | 0 | 0 | 0 | 0
10.3 | Water monitor sets with nozzle branch pipe etc. | 5% of population | Lot |  |  |  |  | 0 | 0 | 0 | 0
10.4 | Spindle with nuts of Hydrant valve | 10% of population | Lot |  |  |  |  | 0 | 0 | 0 | 0
10.5 | Bonnet, gland nut, rubber assembly of hydrant valve | 10% of population | Lot |  |  |  |  | 0 | 0 | 0 | 0
10.6 | Seat, check nut, washer assembly of hydrant valve | 10% of population | Lot |  |  |  |  | 0 | 0 | 0 | 0
10.7 | Rubber washer for female coupling | 10% of population | Lot |  |  |  |  | 0 | 0 | 0 | 0
10.8 | Instantaneous female coupling assembly complete for hydrant valve | 10% of population | Lot |  |  |  |  | 0 | 0 | 0 | 0
10.9 | Lock pin assembly for hydrant valve | 10% of population | Lot |  |  |  |  | 0 | 0 | 0 | 0
11 | FIRE DETECTORS
11.1 | Multisensor detectors (Addressable) | 10 | Nos. |  |  |  |  | 0 | 0 | 0 | 0
11.2 | In Indicators assembly for smoke detectors provided in false ceiling (Response indicator) | 5 | Nos. |  |  |  |  | 0 | 0 | 0 | 0
11.3 | LHS cable for cable galleries | 500 | Meters |  |  |  |  | 0 | 0 | 0 | 0
12 | PORTABLE EXTINGUISHERS
12.1 | Water type | 10% of each type | Lot |  |  |  |  | 0 | 0 | 0 | 0
12.2 | Foam Type | 10% of each type | Lot |  |  |  |  | 0 | 0 | 0 | 0
12.3 | CO2 Type | 10% of each type | Lot |  |  |  |  | 0 | 0 | 0 | 0
12.4 | Dry Chemical Type | 10% of each type | Lot |  |  |  |  | 0 | 0 | 0 | 0
13 | MOBILE EXTINGUISHERS
13.1 | Foam type | 10% of each type | Lot |  |  |  |  | 0 | 0 | 0 | 0
13.2 | CO2 Type | 10% of each type | Lot |  |  |  |  | 0 | 0 | 0 | 0
13.3 | Dry Chemical Type | 10% of each type | Lot |  |  |  |  | 0 | 0 | 0 | 0
14 | INERT GAS EXTINGUISHING SYSTEM
14.1 | Nozzles | 2 | Nos. of each size/type |  |  |  |  | 0 | 0 | 0 | 0
14.2 | Automatic & Manual release system | 1 | No. of each size/type |  |  |  |  | 0 | 0 | 0 | 0
14.3 | Cylinder valve with safety pressure relief device | 1 | No. of each size/type |  |  |  |  | 0 | 0 | 0 | 0
14.4 | Flexible hoses(if applicable) | 5 | Nos. of each size/type |  |  |  |  | 0 | 0 | 0 | 0
14.5 | Solenoid coils | 2 | Nos. of each size/type |  |  |  |  | 0 | 0 | 0 | 0
15 | FIRE ALARM PANEL & REPEATER FIRE ALARM PANEL
15.1 | Power supply modules | 2 | Nos. of each type & rating whichever is more |  |  |  |  | 0 | 0 | 0 | 0
15.2 | Processor modules, Control modules, loop cards modules, isolator cards | 2 | Nos of each type |  |  |  |  | 0 | 0 | 0 | 0
15.3 | LCD display of each type unit of panel | 1 | No |  |  |  |  | 0 | 0 | 0 | 0
15.4 | Interface unit / modules for non- addressable devices, auxiliary / output relay modules, control modules, supervisory control modules and any other electronic modules | 10 | Nos of each type |  |  |  |  | 0 | 0 | 0 | 0
15.5 | Power supervision relay | 4 | Nos. of each type |  |  |  |  | 0 | 0 | 0 | 0
15.6 | Fire screen / alarm buzzer | 1 | No of each type |  |  |  |  | 0 | 0 | 0 | 0
16 | ELECTRICAL
16.1 | Electrical Actuator | 1 | 10% or 1 No. of each type, model and rating whichever is more |  |  |  |  | 0 | 0 | 0 | 0
16.2 | Bearings of Motors (HT/LT) | 1 | Sets for each type and rating |  |  |  |  | 0 | 0 | 0 | 0
16.3 | Motors (HT/LT) | 1 | No of each type & rating |  |  |  |  | 0 | 0 | 0 | 0
17 | CONTROL AND INSTRUMENTATION
17.1 | MEASURING INSTRUMENTS
17.1.1 | Process Actuated Switch Devices : (All types of Pressure, diff. pressure, flow, temperature, level switch devices). | 2 | Nos. of each type and model |  |  |  |  | 0 | 0 | 0 | 0
17.1.2 | All type of Electronic Transmitters and Ultrasonic Transmitters including sensors. | 2 | Nos. of each type and model |  |  |  |  | 0 | 0 | 0 | 0
17.1.3 | Limit switches for isolation valves | 2 | Nos. of each type |  |  |  |  | 0 | 0 | 0 | 0
18 | PROCESS CONNECTION PIPING (For Impulse Piping / Tubing and Air Supply Piping as Applicable)
18.1.1 | Valves | 1 | No. of each type, class, size and model |  |  |  |  | 0 | 0 | 0 | 0
18.1.2 | 2 way, 3 way, 5 way valve manifolds (as applicable) | 1 | No. of each type, class, size and model |  |  |  |  | 0 | 0 | 0 | 0
18.1.3 | Fittings | 5 | No. of each type, class, size and model whichever is more |  |  |  |  | 0 | 0 | 0 | 0
19 | CABLES
19.1.1 | Pre fabricated cable with connectors (as applicable) | 1 | No. of each type, size and model |  |  |  |  | 0 | 0 | 0 | 0
19.1.2 | Other cables (including core cable, short-term fire proof cable, fiber optic cables, etc.) | 500 | meter of each type, pair/core and size |  |  |  |  | 0 | 0 | 0 | 0
20 | PLC CONTROL SYSTEM
20.1.1 | Power Supply Unit | 1 | No. of each type and model |  |  |  |  | 0 | 0 | 0 | 0
20.1.2 | Electronic modules(I/O modules, communication modules and any other module used in the system) | 1 | No. of each type and model, whichever is more |  |  |  |  | 0 | 0 | 0 | 0
20.1.3 | Central Processor Unit | 1 | No. of each type and model |  |  |  |  | 0 | 0 | 0 | 0
20.1.4 | Interconnecting Cables (as applicable) | 10% of each type & size | LOT |  |  |  |  | 0 | 0 | 0 | 0
20.1.5 | Cooling Fan in PLC system / cabinet | 2 | Nos. |  |  |  |  | 0 | 0 | 0 | 0
21 | 24V – DC POWER SUPPLY SYSTEM
21.1.1 | CTs, CVTs, VTs, chokes, AC/DC isolators, contactors, timers, relays | 2 | No. of each type and rating |  |  |  |  | 0 | 0 | 0 | 0
21.1.2 | Fuses of each type and rating | 2 | No. of each type and rating |  |  |  |  | 0 | 0 | 0 | 0
21.1.3 | Fuse free Circuit breakers | 2 | No. of each type and rating |  |  |  |  | 0 | 0 | 0 | 0
21.1.4 | Electronic modules of all types | 1 | No. of each type |  |  |  |  | 0 | 0 | 0 | 0
21.1.5 | Cooling Fans (as applicable) | 1 | No. of each type |  |  |  |  | 0 | 0 | 0 | 0
21.1.6 | Relays of all types including overload relays (as applicable) | 2 | Nos. of each type and rating |  |  |  |  | 0 | 0 | 0 | 0
21.1.7 | Batteries | 2 | Nos. of each type and rating |  |  |  |  | 0 | 0 | 0 | 0
4.00.00 | VENTIALTION SYSTEM
1 | MOTOR for supply air fan/Exhaust Air fan/ Roof Extractor | 1 | No. each type and rating |  |  |  |  | 0 | 0 | 0 | 0
2 | Filters | 10% of each type & size | Lot |  |  |  |  | 0 | 0 | 0 | 0
ELECTRICAL:
A | Switchyard ( GIS)
1.00.00 | Switchyard 132kV GIS
1.01.01 | SF6 Gas Pressure Relief Devices of each type along with O-Rings | 3 | Nos. |  |  |  |  | 0 | 0 | 0 | 0
1.01.02 | SF6 gas gauge cum switch or Density monitors and pressure switch as applicable of each type | 5% of total population ( Max 5nos and min,1no) | Lot |  |  |  |  | 0 | 0 | 0 | 0
1.01.03 | Coupling device of each type for pressure gauge cum switch for connecting Gas handling plant | 2 | Sets |  |  |  |  | 0 | 0 | 0 | 0
1.01.04 | Rubber Gaskets, “o” rings and Seals for Sf6 gas of each type of Circuit Breaker, Disconnector and other GIS equipment’s . | 3 | Sets |  |  |  |  | 0 | 0 | 0 | 0
1.01.05 | Molecular filter for Sf6 gas with filter bags | 5% of total weight | Lot |  |  |  |  | 0 | 0 | 0 | 0
1.01.06 | All type of control valves for Sf6gas of each type | 3 | Nos. |  |  |  |  | 0 | 0 | 0 | 0
1.01.07 | SF6 gas cylinders of 50kgs / cylinder | 20% of total gas quantity | Lot |  |  |  |  | 0 | 0 | 0 | 0
1.01.08 | Locking device to keep the Dis-connectors and Earthing switches in close or open position in case of removal of the driving mechanism (If applicable | 3 | Nos. |  |  |  |  | 0 | 0 | 0 | 0
1.01.09 | Spares for Local control cabinet: MCB, fuses, timers, Aux Relay of each type & rating, terminals of each type (Set) | 2 | Sets |  |  |  |  | 0 | 0 | 0 | 0
1.01.10 | UHF PD sensors of each type | 5% of total population( max 5nos and min 1no) | Lot |  |  |  |  | 0 | 0 | 0 | 0
1.01.11 | Bus Support insulator / gas Barrier of each type along with associated contacts and shields | 5 | Nos. |  |  |  |  | 0 | 0 | 0 | 0
1.01.12 | SF6 to air bushing of each type & rating along with conductor and enclosure for 1 phase enclosure | 1 | Nos. |  |  |  |  | 0 | 0 | 0 | 0
1.01.13 | All types of Corona shield (3 Nos. of each type) | 1 | Sets |  |  |  |  | 0 | 0 | 0 | 0
1.02.00 | GIS Circuit Breaker ( 132KV)
1.02.01 | One complete pole (1phase unit ) of circuit breaker including CSD/Closing resistor, grading capacitor(as applicable), of each type & rating complete with , interrupter, main circuit , enclosure and marshalling Box with operating Mechanism to enable replacement of any type / rating of CB by spare | 1 | no of each type & rating |  |  |  |  | 0 | 0 | 0 | 0
1.02.02 | Tripping coils assembly with resistors as applicable r (3nos of each type) | 2 | sets |  |  |  |  | 0 | 0 | 0 | 0
1.02.03 | closing coil assembly with resistor as applicable (3nos of each type) | 2 | sets |  |  |  |  | 0 | 0 | 0 | 0
1.02.04 | Relays, Power contactors, push buttons, timers & MCBs etc of each type & rating( If applicable) | 1 | sets |  |  |  |  | 0 | 0 | 0 | 0
1.02.05 | Aux. switch assembly, 3 Nos. of each type | 1 | sets |  |  |  |  | 0 | 0 | 0 | 0
1.02.06 | Operation counter, 3 nos. of each type | 1 | sets |  |  |  |  | 0 | 0 | 0 | 0
1.02.07 | Window scope/ Observing window, 3 Nos. of each type (if applicable) | 1 | sets |  |  |  |  | 0 | 0 | 0 | 0
1.02.08 | Spare of Hydraulic operated mechanism if Applicable Spare of hydraulic operated mechanism Hydraulic operating mechanism with drive Motor of each type – 1 no Ferrules and joints & couplings of each type – 1 Set Hydraulic Filter of each type – 1 Sets High Pressure Hose of each type– 1 Set N2 accumulator of each type– 2 No. Pressure Transducers – 1No. Valves of each type – 1 Set Orings, gaskets and seals – 1 Set Pressure gauges with coupling device of each type – 1 Set Hydraulic oil – 20% of total used quantity in substation Limit switch – 1 no. of each type Pipe length (Copper & steel) of each size & type -1set Pressure switch of each type -2nos Pressure Relief device of each type -1set | 1 | Set for each type of Circuit Breaker |  |  |  |  | 0 | 0 | 0 | 0
1.02.09 | Complete Spring operating Mechanism including charging mechanism etc of each type & rating | 1 | sets |  |  |  |  | 0 | 0 | 0 | 0
1.02.10 | Spring charging motor of each type & rating | 2 | Nos. |  |  |  |  | 0 | 0 | 0 | 0
1.03.00 | GIS Disconnector( 132KV)
1.03.01 | Complete set of 3 nos. of single phase / one 3-ph isolator of each type , dimension , current & voltage rating including main circuit , enclosure , driving mechanism and support insulator etc to enable replacement of any type / rating of isolator by spare | 1 | Set |  |  |  |  | 0 | 0 | 0 | 0
1.03.02 | Complete set of 3 nos. of single phase / one 3-ph Maintenance earthing switch of each type , dimension , current & voltage rating including main circuit , enclosure , driving mechanism and support insulator etc to enable replacement of any type / rating of isolator by spare | 1 | Set |  |  |  |  | 0 | 0 | 0 | 0
1.03.03 | Complete set of 3 nos. of single phase / one 3-ph Fast earthing switch of each type , dimension , current & voltage rating including main circuit , enclosure , driving mechanism and support insulator etc to enable replacement of any type / rating of isolator by spare | 1 | Set |  |  |  |  | 0 | 0 | 0 | 0
1.03.07 | Open/ close contactor assembly, timers, key interlock , interlocking coils, relays , push buttons indicating lamps , power contactors, resistors, fuses MCBs & drive control cards etc for one complete MOM box ( 3-lh gang operated or 1-ph unit ) disconnector and ( 3ph ) earthing switch of each type and rating for one complete (3phase) disconnector and earthing switch of each type & rating ( if applicable
1.03.07.1 | For isolator | 3 | Sets |  |  |  |  | 0 | 0 | 0 | 0
1.03.07.2 | For Maintenance Earth switch | 1 | Set |  |  |  |  | 0 | 0 | 0 | 0
1.03.07.3 | For Fast Earthing switch | 1 | Set |  |  |  |  | 0 | 0 | 0 | 0
1.03.08 | Limit switches and Aux. switches for complete 3-phase equipment
1.03.08.01 | For isolator | 3 | Sets |  |  |  |  | 0 | 0 | 0 | 0
1.03.08.02 | For Maintenance Earth switch | 1 | Set |  |  |  |  | 0 | 0 | 0 | 0
1.03.08.03 | For Fast Earthing switch | 1 | Set |  |  |  |  | 0 | 0 | 0 | 0
1.03.08.04 | Drive Mechanism of each type
1.03.09.00 | For isolator | 1 | Set |  |  |  |  | 0 | 0 | 0 | 0
1.03.09.01 | For Maintenance Earth switch | 1 | Set |  |  |  |  | 0 | 0 | 0 | 0
1.03.09.02 | For Fast Earthing switch | 1 | Set |  |  |  |  | 0 | 0 | 0 | 0
1.04.00 | GIS Current Transformers ( 132KV)
1.04.01 | Complete CT, of each type and with enclosure to enable replacement of any type / rating of CT as spare | 1 | No of each type/ rating |  |  |  |  | 0 | 0 | 0 | 0
1.05.00 | GIS Voltage Transformers ( 132KV)
1.05.01 | Complete VT of each type and with enclosure to enable replacement of any type / rating of VT as spare | 1 | No of each type/ rating |  |  |  |  | 0 | 0 | 0 | 0
1.06.00 | GIS Surge Arrestor ( 132KV
1.06.01 | Complete Surge Arrestors of each type and with enclosure with surge monitor counter to enable replacement of any type / rating of VT as spare | 1 | No of each type/ rating |  |  |  |  | 0 | 0 | 0 | 0
1.06.02 | Surge Monitor and counter of each type / rating | 2 | No of each type/ rating |  |  |  |  | 0 | 0 | 0 | 0
1.07.00 | 132 KV Air to SF6 bushing for Transformers & reactor as applicable for each type & rating | 1 | No of each type/ rating |  |  |  |  | 0 | 0 | 0 | 0
1.08.00 | 132 KV Air to cable termination Kit SF6 bushing for Transformers & reactor as applicable for each type & rating | 1 | No of each type/ rating |  |  |  |  | 0 | 0 | 0 | 0
1.09.00 | Control switching device along with Transducers, sensors, contactors, switches etc | 1 | set of each make |  |  |  |  | 0 | 0 | 0 | 0
B | Switchyard AIS Spares
Switchyard AIS Spares 132 kV
1.11.00 | Surge Arrestors
1.11.01 | Surge Arrester complete in all respects with terminal connector etc. | 3 | No of each type/ rating |  |  |  |  | 0 | 0 | 0 | 0
1.11.02 | Surge counter/Monitor | 5 | No of each type/ rating |  |  |  |  | 0 | 0 | 0 | 0
1.12.00 | Capacitor Voltage Transformer complete in all respects including terminal connectors etc. | 3 | No of each type/ rating |  |  |  |  | 0 | 0 | 0 | 0
1.13.00 | Bus Post Insulator Assembly (Complete) | 3 | No of each type/ rating |  |  |  |  | 0 | 0 | 0 | 0
1.14.00 | Clamps and connectors (Minimum 3 Nos. of each type) | 10% of total population | Lot |  |  |  |  | 0 | 0 | 0 | 0
1.15.00 | Spacers and corona bells. | 3 | Nos. (Minimum) |  |  |  |  | 0 | 0 | 0 | 0
1.16.00 | String Insulators and associated hardware’s | 3 | No of each type |  |  |  |  | 0 | 0 | 0 | 0
1.17.00 | Disc Insulators | 5% of the total number of discs of each voltage class installed at the switchyard | Lot |  |  |  |  | 0 | 0 | 0 | 0
1.18.00 | Long Rod insulator | 5% of the total number of insulators of each voltage class installed at the switchyard subject to a min 3nos of insulators of each voltage class. | Lot |  |  |  |  | 0 | 0 | 0 | 0
1.19.00 | Cable Sealing End Complete in all respects including terminal connectors etc. | 2 | Nos. |  |  |  |  | 0 | 0 | 0 | 0
1.20.00 | Disconnectors AIS ( 132KV)
1.20.01 | One complete pole of each type of HCB /VCB isolator with 1 E/S & 2E/S along with operating mechanisms, support insulators etc and terminal connector but without support structure | 3 | No of each type |  |  |  |  | 0 | 0 | 0 | 0
1.20.02 | Isolator Arms with finger contacts and current carrying assembly | 1 | Set |  |  |  |  | 0 | 0 | 0 | 0
1.20.03 | Relay, power contactors, switch fuses, timers, key interlock pushbutton switch , auxiliary switches for electrical control circuit | 1 | Set |  |  |  |  | 0 | 0 | 0 | 0
1.20.04 | Limit switch & aux. switch | 3 | set of each type & rating |  |  |  |  | 0 | 0 | 0 | 0
1.20.05 | Terminal Pads and connectors | 2 | Sets |  |  |  |  | 0 | 0 | 0 | 0
1.20.06 | Rotary Bearing for Isolator | 1 | Set |  |  |  |  | 0 | 0 | 0 | 0
1.20.07 | Motor with gear assembly and bevel gear assembly | 1 | Nos |  |  |  |  | 0 | 0 | 0 | 0
1.20.08 | Coronal shield rings | 3 | Nos |  |  |  |  | 0 | 0 | 0 | 0
1.20.09 | Hinge pins | 3 | Nos |  |  |  |  | 0 | 0 | 0 | 0
1.20.10 | Copper contacts fingers for male & female contacts | 2 | Set |  |  |  |  | 0 | 0 | 0 | 0
1.20.20 | Support insulators | 1 | Set |  |  |  |  | 0 | 0 | 0 | 0
1.20.21 | Fuses of each rating | 5 | Nos |  |  |  |  | 0 | 0 | 0 | 0
Note: 1Set Means for complete replacement of Disconnector. i,e The spares required for Three (3)poles or Three (3)phases.
1.21.00 | SPARES FOR GIS HALL EOT CRANES
1.21.01 | MECHANICAL ITEM SPARES FOR CRANES
| i) Bearing for long travel wheels | 1 | Set |  |  |  |  | 0 | 0 | 0 | 0
| ii) Bearing for cross travel wheels | 1 | Set |  |  |  |  | 0 | 0 | 0 | 0
| iii)Bearing for Gear boxes | 1 | Set |  |  |  |  | 0 | 0 | 0 | 0
| Main hoist | 1 | Set |  |  |  |  | 0 | 0 | 0 | 0
| C.T. | 1 | Set |  |  |  |  | 0 | 0 | 0 | 0
| L.T. | 1 | Set |  |  |  |  | 0 | 0 | 0 | 0
One set of bearing consist of all the bearing used in one gear box
iv)Brake liner for all the brakes
| a) Main Hoist | 1 | Set |  |  |  |  | 0 | 0 | 0 | 0
| b) E.M. Brake | 1 | Set |  |  |  |  | 0 | 0 | 0 | 0
| c) E.M. Thruster brake | 1 | Set |  |  |  |  | 0 | 0 | 0 | 0
One set of liner consists of 2 Nos. liners used on each brake
v)Oil seal for gear boxes
| a) Main Hoist | 1 | Set |  |  |  |  | 0 | 0 | 0 | 0
| b ) C.T. | 1 | Set |  |  |  |  | 0 | 0 | 0 | 0
| c) L.T. | 1 | Set |  |  |  |  | 0 | 0 | 0 | 0
One set of oil seal consists of all the seals used in the one gear box.
VI | Brake springs for main hoist
| E.M. Brake | 1 | Set |  |  |  |  | 0 | 0 | 0 | 0
| E.M. Thruster brake | 1 | Set |  |  |  |  | 0 | 0 | 0 | 0
1.21.02 | ELECTRICAL ITEM SPARES FOR GIS HALL EOT CRANES
I | Carbon bushes and brush holder for motors
a) | Main hoist | 1 | Set |  |  |  |  | 0 | 0 | 0 | 0
b) | C.T. | 1 | Set |  |  |  |  | 0 | 0 | 0 | 0
c) | L.T. | 1 | Set |  |  |  |  | 0 | 0 | 0 | 0
II | Solenoid Coils for EM brakes
a) | Main hoist | 1 | Set |  |  |  |  | 0 | 0 | 0 | 0
b) | C.T. | 1 | Set |  |  |  |  | 0 | 0 | 0 | 0
c) | L.T. | 1 | Set |  |  |  |  | 0 | 0 | 0 | 0
III) | Overload relays for motors
a) | Main hoist | 1 | Set |  |  |  |  | 0 | 0 | 0 | 0
b) | C.T. | 1 | Set |  |  |  |  | 0 | 0 | 0 | 0
c) | L.T. | 1 | Set |  |  |  |  | 0 | 0 | 0 | 0
IV) | Limit switches for
a) | Main hoist | 1 | Set |  |  |  |  | 0 | 0 | 0 | 0
b) | C.T. | 1 | Set |  |  |  |  | 0 | 0 | 0 | 0
c) | L.T. | 1 | Set |  |  |  |  | 0 | 0 | 0 | 0
Note:- 1 SET= requirement for 1 crane
2.00.00 | SAS
SAS Including GRPs
1 | Bay Control unit (complete with all components) | 2 | No. |  |  |  |  | 0 | 0 | 0 | 0
2 | Numerical Relays comprising various bay protection units, busbar (Both CU and PU), and GRP | 2 | No. of each type |  |  |  |  | 0 | 0 | 0 | 0
3 | Operator workstation (OWS)/ Engineering Workstation (EWS) along with software, monitor, mouse, keyboard, printer etc. | 1 | No. |  |  |  |  | 0 | 0 | 0 | 0
4 | Complete Network Controller / Server along with software | 1 | No. |  |  |  |  | 0 | 0 | 0 | 0
5 | Gateways | 1 | No. of each type |  |  |  |  | 0 | 0 | 0 | 0
6 | Modem/Firewall (as applicable) | 2 | No. of each type |  |  |  |  | 0 | 0 | 0 | 0
7 | Terminal Blocks | 20 | nos. of each type, make, model and rating |  |  |  |  | 0 | 0 | 0 | 0
8 | Relays other than numerical relays | 10% of each type of total population (min 1 no.) | Lot |  |  |  |  | 0 | 0 | 0 | 0
9 | GPS equipment | 1 | set comprises hardware Modules of each type |  |  |  |  | 0 | 0 | 0 | 0
10 | protocol converters (applicable as per scheme) for SAS application | 2 | Set |  |  |  |  | 0 | 0 | 0 | 0
[8 empty] | 0 | 0 | 0 | 0
11 | Interface cables containing standard length of each type of cable and its connector for each type of peripheral | 2 | Set |  |  |  |  | 0 | 0 | 0 | 0
12 | MCBs | 2 | No. of each type, make and model used in the system |  |  |  |  | 0 | 0 | 0 | 0
13 | LIU of OFC including necessary connectors | 2 | no. of each type |  |  |  |  | 0 | 0 | 0 | 0
14 | ABT Energy Meter – 0.2s | 2 | no. of each type |  |  |  |  | 0 | 0 | 0 | 0
15 | Cards/Modules of generator DR, line DR (if stand-alone) | 1 | No. of each type |  |  |  |  | 0 | 0 | 0 | 0
16 | Transducers | 2 | No. of each type |  |  |  |  | 0 | 0 | 0 | 0
17 | Auxiliary CT/PT (including 100% Stator Earth fault CT and IVTs for GRP) | 1 | No. of each type |  |  |  |  | 0 | 0 | 0 | 0
[7 empty] | Sum D | 0 | 0 | 0 | 0
1.00.00 | LIST OF MANDATORY SPARES for oil filled transformers | TT (Qty) | GT (Qty) | Aux. Trans. (for each rating) (Qty) | Unit | TT Currency1 (INR) Unit Price CIF (Indian port of entry | TT *Currency 2 (USD) Unit Price CIF (Indian port of entry | TT *Currency 3 (EURO) Unit Price CIF (Indian port of entry | TT *Currency 4 (JPY) Unit Price CIF (Indian port of entry | GT Currency1 (INR) Unit Price CIF (Indian port of entry | GT *Currency 2 (USD) Unit Price CIF (Indian port of entry | GT *Currency 3 (EURO) Unit Price CIF (Indian port of entry | GT *Currency 4 (JPY) Unit Price CIF (Indian port of entry | Aux.Trans. Currency1 (INR) Unit Price CIF (Indian port of entry | Aux.Trans. *Currency 2 (USD) Unit Price CIF (Indian port of entry | Aux.Trans. *Currency 3 (EURO) Unit Price CIF (Indian port of entry | Aux.Trans. *Currency 4 (JPY) Unit Price CIF (Indian port of entry | TT Currency1 (INR) Total Price CIF (Indian port of entry | TT *Currency 2 (USD) Total Price CIF (Indian port of entry | TT *Currency 3 (EURO) Total Price CIF (Indian port of entry | TT *Currency 4 (JPY) Total Price CIF (Indian port of entry | GT Currency1 (INR) Total Price CIF (Indian port of entry | GT *Currency 2 (USD) Total Price CIF (Indian port of entry | GT *Currency 3 (EURO) Total Price CIF (Indian port of entry | GT *Currency 4 (JPY) Total Price CIF (Indian port of entry | Aux.Trans. Currency1 (INR) Total Price CIF (Indian port of entry | Aux.Trans. *Currency 2 (USD) Total Price CIF (Indian port of entry | Aux.Trans. *Currency 3 (EURO) Total Price CIF (Indian port of entry | Aux.Trans. *Currency 4 (JPY) Total Price CIF (Indian port of entry
1 | HV Bushing with metal parts and gaskets (See Note 1) | 3 | 3 | 3 | Nos. | [12 empty] | 0 | 0 | 0 | 0 | 0 | 0 | 0 | 0 | 0 | 0 | 0 | 0
2 | HV Neutral bushing with metal parts and gaskets | 2 | 2 | 1 | Nos. | [12 empty] | 0 | 0 | 0 | 0 | 0 | 0 | 0 | 0 | 0 | 0 | 0 | 0
|  |  |  | (if applicable) | [13 empty] | 0 | 0 | 0 | 0 | 0 | 0 | 0 | 0
3 | Not Used | - | -. | -
4 | LV bushing with metal parts and gaskets (See Note 1) | 3 | 3 | 3 | Nos. | [12 empty] | 0 | 0 | 0 | 0 | 0 | 0 | 0 | 0 | 0 | 0 | 0 | 0
5 | LV Neutral bushing with metal parts and gaskets | 1 | - | 1 | Nos. | [12 empty] | 0 | 0 | 0 | 0 |  |  |  |  | 0 | 0 | 0 | 0
|  | (if applicable) | [19 empty] | 0 | 0 | 0 | 0 | 0 | 0 | 0 | 0
6 | WTI with contacts | 2 | 2 | 1 | Nos. | [12 empty] | 0 | 0 | 0 | 0 | 0 | 0 | 0 | 0 | 0 | 0 | 0 | 0
7 | OTI with contacts | 2 | 2 | 1 | Nos. | [12 empty] | 0 | 0 | 0 | 0 | 0 | 0 | 0 | 0 | 0 | 0 | 0 | 0
8 | Pressure relief device | 2 | 2 | 1 | Nos. | [12 empty] | 0 | 0 | 0 | 0 | 0 | 0 | 0 | 0 | 0 | 0 | 0 | 0
|  |  |  | (if applicable) | [13 empty] | 0 | 0 | 0 | 0 | 0 | 0 | 0 | 0
9 | MOG | 2 | 2 | 1 | Nos. | [12 empty] | 0 | 0 | 0 | 0 | 0 | 0 | 0 | 0 | 0 | 0 | 0 | 0
10 | Buchholz relay complete | 2 | 2 | 1 | Nos. | [12 empty] | 0 | 0 | 0 | 0 | 0 | 0 | 0 | 0 | 0 | 0 | 0 | 0
11 | Oil surge relay | 2 | 2 | - | Nos. | [12 empty] | 0 | 0 | 0 | 0 | 0 | 0 | 0 | 0
12 | Set of gaskets (See Note 2) | 1 | 1 | 1 | Set | [12 empty] | 0 | 0 | 0 | 0 | 0 | 0 | 0 | 0 | 0 | 0 | 0 | 0
13 | Set of valves | 2 | 2 | 2 | No. of each type/size | [12 empty] | 0 | 0 | 0 | 0 | 0 | 0 | 0 | 0 | 0 | 0 | 0 | 0
14 | Cooler fan with motor | 2 | - | - | Nos. | [12 empty] | 0 | 0 | 0 | 0
15 | Not used | - | - | -
16 | Not used | -. | - | -
17 | Set of OLTC/OCTC contacts | 1 | 1 | - | Set (OLTC) | [12 empty] | 0 | 0 | 0 | 0 | 0 | 0 | 0 | 0
[18 empty] | 0 | 0 | 0 | 0 | 0 | 0 | 0 | 0 | 0 | 0 | 0 | 0
18 | Air cell for conservator | 1 | 1 | 1 | No. | [12 empty] | 0 | 0 | 0 | 0 | 0 | 0 | 0 | 0 | 0 | 0 | 0 | 0
|  |  |  | (if applicable) | [13 empty] | 0 | 0 | 0 | 0 | 0 | 0 | 0 | 0
[17 empty] | Sum | 0 | 0 | 0 | 0 | 0 | 0 | 0 | 0 | 0 | 0 | 0 | 0
[17 empty] | Sum E | Sum INR | Sum USD | Sum EURO | Sum JPY
[18 empty] | 0 | 0 | 0 | 0
4.00.00 | Busduct
1 | MV Busduct
11 kV Busduct
| a. Support insulators | 25 | 1 |  |  |  |  | 0 | 0 | 0 | 0
| b. Three phase set of flexible terminal connectors for switchgear end of each type & rating | 1 | Set |  |  |  |  | 0 | 0 | 0 | 0
| c. Three phase set of flexible terminal connector for transformer end of each type & rating | 1 | Set |  |  |  |  | 0 | 0 | 0 | 0
| d. Seal off bushings of each type & rating | 3 | Nos. |  |  |  |  | 0 | 0 | 0 | 0
5.00.00 | MV Switchgears (33kV GIS)
1 | Gas Insulated Switchgear
1.01 | SF6 gas pressure Relief Devices, 3 Nos. of each type | 2 | Sets |  |  |  |  | 0 | 0 | 0 | 0
1.02 | SF6 Pressure gauge with coupling device cum switch or density monitors and pressure gauge, as applicable (1 no. of each type) | 1 | Set |  |  |  |  | 0 | 0 | 0 | 0
1.03 | Rubber gaskets, “O” Rings and seals for SF6 gas, including Circuit Breaker, Disconnector and other GIS equipment’s (6 no. of each type) | 1 | Set |  |  |  |  | 0 | 0 | 0 | 0
1.04 | Molecular filter for SF6 gas with filter bags(1set=20% total quantity of absorber bags used in GIS) | 1 | Set |  |  |  |  | 0 | 0 | 0 | 0
1.05 | SF6 gas cylinder of 50Kgs / cylinder ( 20% of total Gas used in GIS) | 1 | Set |  |  |  |  | 0 | 0 | 0 | 0
1.06 | Covers with all accessories necessary to close a compartment in case of dismantling of any part of the Enclosure to ensure the sealing of the compartment | 1 | Set |  |  |  |  | 0 | 0 | 0 | 0
1.07 | For 1 phase enclosure (3 Nos. of each type) | 1 | Set |  |  |  |  | 0 | 0 | 0 | 0
1.08 | Locking device to keep the Dis-connectors and Earthing switches in close or open position in case of removal of the driving mechanism (If applicable) | 3 | Nos. |  |  |  |  | 0 | 0 | 0 | 0
1.09 | Bus support insulator of each type for single phase enclosure (6 Nos. of each type) | 1 | Set |  |  |  |  | 0 | 0 | 0 | 0
1.1 | SF6 to air bushing for 1 phase enclosure | 2 | Nos. |  |  |  |  | 0 | 0 | 0 | 0
1.11 | Spares for Local control cabinet: MCB, fuses, timers, Aux Relay of each type & rating, terminals of each type (Set) | 1 | No. |  |  |  |  | 0 | 0 | 0 | 0
1.12 | All types of Corona shield (3 Nos. of each type) | 1 | Set |  |  |  |  | 0 | 0 | 0 | 0
1.13 | Windowscope/ Observing window, 3 Nos. of each type (if applicable) | 1 | Set |  |  |  |  | 0 | 0 | 0 | 0
2 | Circuit Breaker
2.01 | Complete Circuit Breaker 1 phase pole of each type & rating complete with interrupter, main circuit and enclosure with operating mechanism | 3 | sets |  |  |  |  | 0 | 0 | 0 | 0
[8 empty] | 0 | 0 | 0 | 0
2.02 | Trip Coil assembly with resistor as applicable, 3 Nos. of each type | 2 | sets |  |  |  |  | 0 | 0 | 0 | 0
2.03 | Closing Coil assembly with resistor as applicable, 3 Nos. of each type | 2 | sets |  |  |  |  | 0 | 0 | 0 | 0
2.04 | Relays, Power contactors, push buttons, timers & MCBs etc of each type & rating( If applicable) | 1 | set |  |  |  |  | 0 | 0 | 0 | 0
2.05 | Closing assembly/ valve, 3 nos. of each type (If applicable) | 2 | sets |  |  |  |  | 0 | 0 | 0 | 0
2.06 | Trip assembly/ valve, 3 nos. of each type (If applicable) | 2 | sets |  |  |  |  | 0 | 0 | 0 | 0
2.07 | Aux. switch assembly, 3 Nos. of each type | 1 | set |  |  |  |  | 0 | 0 | 0 | 0
2.08 | Operation counter, 3 nos. of each type | 1 | set |  |  |  |  | 0 | 0 | 0 | 0
2.09 | Rupture disc, 3 Nos. of each type (If applicable) | 1 | set |  |  |  |  | 0 | 0 | 0 | 0
2.1 | Spare of pneumatic/spring/hydraulic operated mechanism (as per Main Supply) 1)Spare of pneumatic operated mechanism(complete) a. Motor for compressor – 1 no. b. Pressure switch and valve etc – 1 no. of each type 2)Spare of spring operated mechanism(complete) a . Motor – 1 no b. Limit switch etc– 1 no. of each type 3)Spare of hydraulic operated mechanism(complete) a. Motor – 1 no. b. Limit switch – 1 no. of each type | 1 | Set for each type of Circuit Breaker |  |  |  |  | 0 | 0 | 0 | 0
3 | Disconnector
3.01 | Complete set of 3 nos. of single phase disconnector including main circuit, enclosure and driving mechanism | 1 | Set |  |  |  |  | 0 | 0 | 0 | 0
3.02 | High speed/ fast acting fault making grounding switch, 3 nos. of single phase of each rating, including main circuit, enclosure and driving mechanism | 1 | Set |  |  |  |  | 0 | 0 | 0 | 0
3.03 | 3 nos. of single phase Earthing switch including main circuit, and driving mechanism | 1 | Set |  |  |  |  | 0 | 0 | 0 | 0
|  |  | Set |  |  |  |  | 0 | 0 | 0 | 0
3.04 | Open/ close contactor assembly, timers, key interlock for one complete (3phase) disconnector and earthing switch of each type & rating ( if applicable) | 1 | Set |  |  |  |  | 0 | 0 | 0 | 0
3.05 | Limit switches and Aux. switches for complete 3-phase equipment
| a) For Disconnector | 3 | Sets |  |  |  |  | 0 | 0 | 0 | 0
| b) For earth switch | 1 | set |  |  |  |  | 0 | 0 | 0 | 0
| c) For High speed earth switch | 1 | Set |  |  |  |  | 0 | 0 | 0 | 0
3.06 | Relays. Power contactors, resistors, fuses, push buttons, timers & MCBs (Complete for one 3 phase equipment) if (If applicable)
| a)For Disconnector | 3 | Sets |  |  |  |  | 0 | 0 | 0 | 0
| b)For earth switch | 1 | Set |  |  |  |  | 0 | 0 | 0 | 0
| c)For high speed earth switch | 1 | Set |  |  |  |  | 0 | 0 | 0 | 0
4 | Current Transformer
4.01 | Complete CT, as applicable, with enclosure, as applicable, 1 no. of each type & rating | 1 | Set |  |  |  |  | 0 | 0 | 0 | 0
5 | Voltage Transformer
5.01 | Gas Insulated complete VT with enclosure | 1 | Set |  |  |  |  | 0 | 0 | 0 | 0
6 | SF6 Gas Insulated Surge Arrestor with enclosure | 3 | Nos. |  |  |  |  | 0 | 0 | 0 | 0
6.00.00 LT Switchgears & LT Busducts
1 | Complete breaker of each rating | 8 | No. |  |  |  |  | 0 | 0 | 0 | 0
2 | Numerical Relays of each type | 4 | No. |  |  |  |  | 0 | 0 | 0 | 0
3 | Auxiliary Relays of each type | 8 | No. |  |  |  |  | 0 | 0 | 0 | 0
4 | Horizontal busbar support Insulators | 8 | No. |  |  |  |  | 0 | 0 | 0 | 0
5 | Vertical busbar dropper support insulators | 8 | No. |  |  |  |  | 0 | 0 | 0 | 0
6 | Current transformer of each type & ratio | 3 | No. |  |  |  |  | 0 | 0 | 0 | 0
7 | Voltage transformer of each type & ratio | 3 | No. |  |  |  |  | 0 | 0 | 0 | 0
8 | Control supply transformer of each type & rating | 3 | No. |  |  |  |  | 0 | 0 | 0 | 0
9 | Power Contactor of each type and rating | 5 | No. |  |  |  |  | 0 | 0 | 0 | 0
10 | Coil for above contactor for each type and rating | 5 | No. |  |  |  |  | 0 | 0 | 0 | 0
11 | MCCBs (equally divided for all ratings) | 40 | No. |  |  |  |  | 0 | 0 | 0 | 0
12 | MPCBs (equally divided for all ratings) | 40 | No. |  |  |  |  | 0 | 0 | 0 | 0
13 | Closing coil of each type of each rating | 5 | No. |  |  |  |  | 0 | 0 | 0 | 0
14 | Trip coil of each type of each rating | 5 | No. |  |  |  |  | 0 | 0 | 0 | 0
15 | Aux contact set of each type and Rating | 5 | Set |  |  |  |  | 0 | 0 | 0 | 0
16 | Fixed contact set of each type & rating | 3 | Set |  |  |  |  | 0 | 0 | 0 | 0
17 | Moving contact set of each type & rating | 3 | Set |  |  |  |  | 0 | 0 | 0 | 0
18 | Maintenance tools and accessories for maintenance of LT MCC | 2 | No. |  |  |  |  | 0 | 0 | 0 | 0
7.00.00 | DC BATTERY
1 | Complete dry cell | 5% or 10 Nos. whichever is more for each set of battery bank | Lot |  |  |  |  | 0 | 0 | 0 | 0
2 | Inter-cell connectors with Hardware | 5% or 5 Nos. whichever is more for each set of battery bank | Lot |  |  |  |  | 0 | 0 | 0 | 0
3 | BHMS Spares | 5% of installed capacity | Lot |  |  |  |  | 0 | 0 | 0 | 0
8.00.00 | BATTERY CHARGER
1 | Set of Electronic Cards / Modules | 1 | set of each type & rating |  |  |  |  | 0 | 0 | 0 | 0
2 | Set of Auxiliary relays | 1 | set of each type & rating |  |  |  |  | 0 | 0 | 0 | 0
3 | Set of Fuse Links and Glass Fuses | 3 | set of each type and rating |  |  |  |  | 0 | 0 | 0 | 0
4 | 3 phase Rectifier Bridge complete assembly | 1 | set of each type and rating |  |  |  |  | 0 | 0 | 0 | 0
5 | Rectifier Transformer | 1 | No. of each type & rating |  |  |  |  | 0 | 0 | 0 | 0
6 | Control Transformers | 1 | No. of each type & rating |  |  |  |  | 0 | 0 | 0 | 0
9.00.00 | DIESEL GENERATOR SET
1. | Gaskets & packing | 1 | Set |  |  |  |  | 0 | 0 | 0 | 0
2. | Valve springs | 1 | Set |  |  |  |  | 0 | 0 | 0 | 0
3. | Fuel pump complete | 1 | Set |  |  |  |  | 0 | 0 | 0 | 0
4. | Fuel nozzles and needles | 1 | Set |  |  |  |  | 0 | 0 | 0 | 0
5. | Piston, complete with rings and rod | 1 | Set |  |  |  |  | 0 | 0 | 0 | 0
6. | Piston rings(for each engine) | 1 | Set |  |  |  |  | 0 | 0 | 0 | 0
7. | Flow and temperature relay of each type used | 1 | Set |  |  |  |  | 0 | 0 | 0 | 0
8. | Main and end bearing shells for the diesel engine | 1 | Set |  |  |  |  | 0 | 0 | 0 | 0
9. | Battery charging rectifier diodes | 4 | Nos. |  |  |  |  | 0 | 0 | 0 | 0
10. | Complete rotating rectifier assembly for alternator | 1 | Set |  |  |  |  | 0 | 0 | 0 | 0
11. | Fuses for the excitation diodes | 3 | Sets |  |  |  |  | 0 | 0 | 0 | 0
12. | Automatic voltage regulator | 1 | set |  |  |  |  | 0 | 0 | 0 | 0
13. | Solenoid coil for each solenoid operated valve or relay used | 2 | Nos.each |  |  |  |  | 0 | 0 | 0 | 0
14. | Alarm and signal lamps of each type used | 10% of total population | Lot |  |  |  |  | 0 | 0 | 0 | 0
15. | Cabinet lighting lamps | 2 | Nos.each |  |  |  |  | 0 | 0 | 0 | 0
16. | Shut down coil | 1 | No. |  |  |  |  | 0 | 0 | 0 | 0
17. | Lub oil pressure relay | 1 | No. |  |  |  |  | 0 | 0 | 0 | 0
18. | Filter screen | 1 | No. |  |  |  |  | 0 | 0 | 0 | 0
19. | ‘O’ ring injector | 1 | Set |  |  |  |  | 0 | 0 | 0 | 0
20. | ‘ O’ ring breather | 1 | Set |  |  |  |  | 0 | 0 | 0 | 0
21. | Actuator | 1 | Set |  |  |  |  | 0 | 0 | 0 | 0
22. | Air cleaner | 1 | Set |  |  |  |  | 0 | 0 | 0 | 0
23. | Belts (Fan belt) | 1 | Set |  |  |  |  | 0 | 0 | 0 | 0
24. | Hose bypass | 1 | No. |  |  |  |  | 0 | 0 | 0 | 0
25. | Hose turbo oil supply | 2 | No. |  |  |  |  | 0 | 0 | 0 | 0
26. | Hose turbo oil drain | 2 | No. |  |  |  |  | 0 | 0 | 0 | 0
27. | Over speed stop | 1 | No. |  |  |  |  | 0 | 0 | 0 | 0
28. | Resistor for diesel generator | 1 | Set |  |  |  |  | 0 | 0 | 0 | 0
29. | Element lube oil filter for Diesel Engine | 1 | Set |  |  |  |  | 0 | 0 | 0 | 0
30. | Element lube oil by-pass filter for Diesel Engine | 1 | Set |  |  |  |  | 0 | 0 | 0 | 0
31. | Element fuel filter for Diesel Engine | 1 | Set |  |  |  |  | 0 | 0 | 0 | 0
32. | Plate corr. Resistor for Diesel Engine | 1 | Set |  |  |  |  | 0 | 0 | 0 | 0
33. | Element air cleaner for Diesel engine | 4 | Nos. |  |  |  |  | 0 | 0 | 0 | 0
34. | Diodes forward for alternator | 3 | Nos. |  |  |  |  | 0 | 0 | 0 | 0
35. | Diodes reverse for alternator | 3 | Nos. |  |  |  |  | 0 | 0 | 0 | 0
36. | HRC fuses links of various rating | 3 | Nos. of each type |  |  |  |  | 0 | 0 | 0 | 0
37. | Ammeter 96x96mm, (0-200 amp) Accuracy class:1.0 | 1 | No. |  |  |  |  | 0 | 0 | 0 | 0
38. | A.C. Voltmeter 96x96 mm, (0-15 kV) Accuracy class:1.0 | 1 | No. |  |  |  |  | 0 | 0 | 0 | 0
39. | Ammeter selector switches | 1 | No. |  |  |  |  | 0 | 0 | 0 | 0
40. | Local/Remote selector switches | 1 | No. |  |  |  |  | 0 | 0 | 0 | 0
41. | Voltmeter selector switches | 1 | No. |  |  |  |  | 0 | 0 | 0 | 0
42. | Push button for trip circuit healthy test | 1 | No. |  |  |  |  | 0 | 0 | 0 | 0
43. | White indication lamps for spring charged position | 1 | No. |  |  |  |  | 0 | 0 | 0 | 0
44. | Alarm bell | 1 | No. |  |  |  |  | 0 | 0 | 0 | 0
45. | Space heater along with control switch | 1 | No. |  |  |  |  | 0 | 0 | 0 | 0
46. | Trip circuit supervision relay | 1 | No. |  |  |  |  | 0 | 0 | 0 | 0
47. | Lube oil pump assembly/rotating assembly/impeller/shaft | 1 | set |  |  |  |  | 0 | 0 | 0 | 0
48. | Starting air motor | 1 | No. |  |  |  |  | 0 | 0 | 0 | 0
49. | Governing mechanism of DG set | 1 | No. |  |  |  |  | 0 | 0 | 0 | 0
50. | Coil assembly 24 Volts | 2 | set |  |  |  |  | 0 | 0 | 0 | 0
51. | Solenoid coil for fuel oil system | 2 | No. |  |  |  |  | 0 | 0 | 0 | 0
52. | Complete rotating rectifier assembly for alternator | 1 | set |  |  |  |  | 0 | 0 | 0 | 0
53. | Voltage regulator complete | 1 | set |  |  |  |  | 0 | 0 | 0 | 0
54. | Switches | 1 | No. of each type & rating |  |  |  |  | 0 | 0 | 0 | 0
55. | Power contactors | 2 | No. of each type & rating |  |  |  |  | 0 | 0 | 0 | 0
56. | Auxiliary contactors | 1 | No. of each type & rating |  |  |  |  | 0 | 0 | 0 | 0
57. | DC starter assembly with clutch engaging and disengaging arrangements complete with motor | 1 | No. |  |  |  |  | 0 | 0 | 0 | 0
58. | Coil for contactor (for both power and Auxiliary contactors) | 2 | No. of each type & rating |  |  |  |  | 0 | 0 | 0 | 0
59. | Timer | 1 | No. of each type & rating |  |  |  |  | 0 | 0 | 0 | 0
60. | Auxiliary relays | 1 | No. of each type & rating |  |  |  |  | 0 | 0 | 0 | 0
61. | Current transformers | 1 | No. of each type |  |  |  |  | 0 | 0 | 0 | 0
62. | Voltage transformers | 1 | No. of each type |  |  |  |  | 0 | 0 | 0 | 0
63. | Battery charging rectifier diodes | 4 | Nos. |  |  |  |  | 0 | 0 | 0 | 0
64. | Fuses | 6 | No. of each type & rating |  |  |  |  | 0 | 0 | 0 | 0
65. | Start/Stop push buttons | 2 | No. of each type & rating |  |  |  |  | 0 | 0 | 0 | 0
66 | Indication lamps | 20%
67 | Indication lamp holders | 10%
68 | On/Off isolator | 1 | No. |  |  |  |  | 0 | 0 | 0 | 0
NOTE: 1SET MEANS COMPLETE REQUIREMENT OF ONE DG
10.00.00 | LIGHTING
1 | LED Fixture complete along with driver , LED lamps etc. each tye & rating offered | 2% of total qty or 2nos which ever more | Lot |  |  |  |  | 0 | 0 | 0 | 0
2 | Lighting Panels
| i) Timers 24 hours | 3 | Nos. |  |  |  |  | 0 | 0 | 0 | 0
| ii) Power Contactors of each type & rating | 5 | Nos. |  |  |  |  | 0 | 0 | 0 | 0
| Hi) Auxiliary contactors od each type & rating | 5 | Nos. |  |  |  |  | 0 | 0 | 0 | 0
| Rotary switches ( Ammeter, voltmeter, Manual / Auto , Local / remote selector switches etc)of each type & rating | 5 | Nos. |  |  |  |  | 0 | 0 | 0 | 0
| Indicating lamps & holders ( RED, Green , Yellow etc ) complete of each type & rating | 20 | Nos. |  |  |  |  | 0 | 0 | 0 | 0
| On / Off Isolators of each type & rating | 5 | Nos. |  |  |  |  | 0 | 0 | 0 | 0
| MCCBs of each type & rating | 5 | Nos. |  |  |  |  | 0 | 0 | 0 | 0
| MCB/RCCB/RCBO of each type & rating | 10 | Nos. |  |  |  |  | 0 | 0 | 0 | 0
3 | 20A receptacles complete with Plugs etc | 10 | Nos. |  |  |  |  | 0 | 0 | 0 | 0
4 | Lighting Junction Boxes of each type | 25 | Nos. |  |  |  |  | 0 | 0 | 0 | 0
5 | 63A welding receptacles complete with Plug etc | 5 | Nos. |  |  |  |  | 0 | 0 | 0 | 0
6 | Volt meter of each type & size | 2 | Nos. |  |  |  |  | 0 | 0 | 0 | 0
7 | Ammeter of each type & size | 2 | Nos. |  |  |  |  | 0 | 0 | 0 | 0
MANDATORY SPARES LIST FOR CONTROL AND INSTRUMENTATIONS
CONTROL SYSTEM:
1 | HMI Devices
A) | Work station
| (i) OWS with licensed software | 1 | no. of each type and model |  |  |  |  | 0 | 0 | 0 | 0
| (ii) Server/Programming Station with License Software | 1 | no. of each type and mode |  |  |  |  | 0 | 0 | 0 | 0
| (iii) Keyboard | 2 | no. of each type and model |  |  |  |  | 0 | 0 | 0 | 0
| (iv) Mouse | 4 | no. of each type and model |  |  |  |  | 0 | 0 | 0 | 0
B) | Network Components
| (i)Switch/repeaters/hubs/firewalls for PLC/ DDCMIS including Station LAN etc. | 2 | nos. of each type and model |  |  |  |  | 0 | 0 | 0 | 0
| (ii) Any other device/equipment not covered under above items but required to make system complete. | 2 | nos. of each type and model |  |  |  |  | 0 | 0 | 0 | 0
2 | Cables and Connectors.
| (i) Prefab interconnecting cables with connectors | 2 | no. of each type and length |  |  |  |  | 0 | 0 | 0 | 0
| (ii) System bus cable with connectors | 2 | no. of each type and length |  |  |  |  | 0 | 0 | 0 | 0
| (iii) I/O bus cable with connectors for remote I/O units | 2 | no. of each type and length |  |  |  |  | 0 | 0 | 0 | 0
| (iv) Loose Connectors | 5 | nos. (sets) of each type |  |  |  |  | 0 | 0 | 0 | 0
3 | Power Supply Modules & Power Packs for control system | 20% or 2 nos. of each type model and rating, whichever is more | LOT |  |  |  |  | 0 | 0 | 0 | 0
4 | Electronic modules of each type and model for control system, Data communication system, Master and Slave Clock etc. (This shall include all type of cards like I/O cards, Remote I/O cards, communication/Interface cards, controller cards, CPU module or Card, logic cards, etc.) | 20% or 2 nos. of each type model and rating, whichever is more | LOT |  |  |  |  | 0 | 0 | 0 | 0
5 | Bus coupler/Interface hardware / other communication devices. | 20% of each type and model or minimum 2 nos. whichever is more | LOT |  |  |  |  | 0 | 0 | 0 | 0
6 | Relays | 10% of each type and model or minimum 2 nos. whichever is more | LOT |  |  |  |  | 0 | 0 | 0 | 0
7 | Isolators | 10% of each type and model or minimum 2 nos. whichever is more | LOT |  |  |  |  | 0 | 0 | 0 | 0
8 | Batteries used for battery backup of RAMs(If applicable) | 10% of each type and model or minimum 2 nos. whichever is more | LOT |  |  |  |  | 0 | 0 | 0 | 0
9 | Fuses | 200 % of each type and rating | LOT |  |  |  |  | 0 | 0 | 0 | 0
10 | Cooling fans for Power supply and cabinets. | 10 % of each type and model | LOT |  |  |  |  | 0 | 0 | 0 | 0
11 | Intelligent mini UPS for workstation server, PCs, LVS, L3 switch.(if applicable) | 1 | no. of each size and rating |  |  |  |  | 0 | 0 | 0 | 0
2.00.00 | MEASURING INSTRUMENTS:
1 AAQMS (SO2, NOx, CO Dust monitoring)
(i) | Analyzer for SO2, NOx, CO, Dust monitoring | 1 | no. complete instrument of each type and mode |  |  |  |  | 0 | 0 | 0 | 0
(ii) | Electronic Card Assemblies/PCBs, power supply modules | 10% of each type and model | LOT |  |  |  |  | 0 | 0 | 0 | 0
(iii) | Set of Gaskets/"O" rings/ seals | 200% of each type, model, rating and size | LOT |  |  |  |  | 0 | 0 | 0 | 0
(iv) | Heater Assembly. | 20% of each type and model | LOT |  |  |  |  | 0 | 0 | 0 | 0
(v) | Temp. Sensor | 20% of each type and model | LOT |  |  |  |  | 0 | 0 | 0 | 0
(vi) | Solenoids | 2 | nos. of each type, model and rating |  |  |  |  | 0 | 0 | 0 | 0
(vii) | Filters, light source, etc. | 100% of each type, model and rating | LOT |  |  |  |  | 0 | 0 | 0 | 0
(viii) | Calibration gases, calibration cell and other consumables for calibration: - of all types and ranges. | One year supply | LOT |  |  |  |  | 0 | 0 | 0 | 0
(ix) | Pump repair kit (If applicable) | 1 | Set |  |  |  |  | 0 | 0 | 0 | 0
2. (I) CEMS (SOx, NOx, CO):-
(a) | Analyzer for SOx, NOx, , CO. | 1 | no complete instrument of each type and model |  |  |  |  | 0 | 0 | 0 | 0
(b) | Flue gas flow measurement | 1 | no. complete instrument alongwith sender/receiver unit |  |  |  |  | 0 | 0 | 0 | 0
(c) | Electronic card assembly/ PCBs, moisture/condensate monitor, power supply modules | 10% of each type, model and rating | Lot |  |  |  |  | 0 | 0 | 0 | 0
(e) | Set of gaskets/O-rings/ seals | 200% of each type, model, rating and size | Lot |  |  |  |  | 0 | 0 | 0 | 0
(f) | Temp. Sensor | 20% of each type and model | Lot |  |  |  |  | 0 | 0 | 0 | 0
(g) | Heater assembly, Cooler assembly | 20% of each type and model | Lot |  |  |  |  | 0 | 0 | 0 | 0
(h) | Complete Probe with shield assembly (Not applicable for Insitu- path) | 1 | no. of each type and model LOT |  |  |  |  | 0 | 0 | 0 | 0
(i) | Solenoids | 2 | nos. of each type, model and rating |  |  |  |  | 0 | 0 | 0 | 0
(j) | Filters, light source, sensor, detector, etc. | 200% of each type, model and rating | Lot |  |  |  |  | 0 | 0 | 0 | 0
(k) | Calibration gases, Calibration cell and other consumables for calibration: - all types and ranges. | One year supply | Lot |  |  |  |  | 0 | 0 | 0 | 0
(l) | Heavy duty blower assembly | 1 | no. of each type, size and rating |  |  |  |  | 0 | 0 | 0 | 0
(m) | Rotameter/Air flow meter | 2 | nos. of each type, model and rating |  |  |  |  | 0 | 0 | 0 | 0
3 | Measuring Instruments
a) | Transmitters
(i) | Transmitters of all type, range and model no. (For the measurement of Pressure, differential pressure flow, level, temperature etc.) | 10%. of each type and model | Lot |  |  |  |  | 0 | 0 | 0 | 0
(ii) | Interface modules at field(between field transmitter & DDCMIS)like Zener barrier, power supply isolator, isolater(as applicable)etc. | 10% of each type | Lot |  |  |  |  | 0 | 0 | 0 | 0
b) | Temperature elements
(i) | RTD's | 10% of each type and length | Lot |  |  |  |  | 0 | 0 | 0 | 0
(ii) | Thermocouples | 10% of each type and length | Lot |  |  |  |  | 0 | 0 | 0 | 0
3.00.00 | POWER SUPPLY SYSTEM:
Uninterrupted Power supply (UPS) System including Static Switches for Sub Distribution
(i) | Silicon controlled thyristors, diodes and power transistors. | 100% | LOT |  |  |  |  | 0 | 0 | 0 | 0
(ii) | Capacitors | 1 | Set |  |  |  |  | 0 | 0 | 0 | 0
(iii) | CT's, CVT's VT's chokes, AC/DC isolators, contactors, timers, relays. | 10% of each type and rating | Lot |  |  |  |  | 0 | 0 | 0 | 0
(iv) | Fuses of each types and rating | 200% | Lot |  |  |  |  | 0 | 0 | 0 | 0
(v) | Fuse free Circuit breakers | 5% of each type and rating | Lot |  |  |  |  | 0 | 0 | 0 | 0
(vi) | Electronic modules | 10% of each type | Lot |  |  |  |  | 0 | 0 | 0 | 0
(vii) | Indication lamps | 100% of each type | Lot |  |  |  |  | 0 | 0 | 0 | 0
(viii) | Lamp holders with series resistor, if any | 10% of each type | Lot |  |  |  |  | 0 | 0 | 0 | 0
(ix) | Cooling Fans | 2 | nos. of each type |  |  |  |  | 0 | 0 | 0 | 0
(x) | Digital/analog panel meters/ indicators | 1 | no. of each type (LOT) |  |  |  |  | 0 | 0 | 0 | 0
(xi) | Relays of all types including overload relays. | 10% | Lot |  |  |  |  | 0 | 0 | 0 | 0
(xii) | Static Switch | 10% or minimum 1 no ( whichever is higher) of each type and rating | Lot |  |  |  |  | 0 | 0 | 0 | 0
4.00.00 | INSTRUMENTATION CABLE, INTERNAL WIRING:
(i) | Pre fabricated cable of each type (other than DDCMIS application) (if applicable) | 10% of installed quantity | Lot |  |  |  |  | 0 | 0 | 0 | 0
(ii) | Pre fabricated cable connector (other than DDCMIS application) (if applicable) | 10% of each type and model | Lot |  |  |  |  | 0 | 0 | 0 | 0
(iii) | Other cables (Instrumentation and Control cable) | 5% or 500 mtrs whichever is more for each type, pair and size of actual supplied quantity | Lot |  |  |  |  | 0 | 0 | 0 | 0
5.00.00 | CCTV:
(i) | Camera | 10% of each type or 2 nos. which ever is more | Lot |  |  |  |  | 0 | 0 | 0 | 0
(ii) | Full function keyboard & Joystick | 1 | No. |  |  |  |  | 0 | 0 | 0 | 0
(iii) | Client Work Stations with monitor | 1 | No. |  |  |  |  | 0 | 0 | 0 | 0
(iv) | Network Switches | 10% of each type ,make ,model etc. | Lot |  |  |  |  | 0 | 0 | 0 | 0
(v) | Camera/Database Server | 1 | No. |  |  |  |  | 0 | 0 | 0 | 0
(vi) | Mechanism motors | 10% | Lot |  |  |  |  | 0 | 0 | 0 | 0
(vii) | Media Converters | 10% | Lot |  |  |  |  | 0 | 0 | 0 | 0
(viii) | Camera mounting arrangement. | 10% of each type or 2 nos. whichever is more | Lot |  |  |  |  | 0 | 0 | 0 | 0
6.00.00 | PROCESS CONNECTION PIPING (FOR IMPULSE PIPING/TUBING, SAMPLING PIPING/TUBING AND AIR SUPPLY PIPING AS APPLICABLE):
(i) | Valves of all types | 10% | Lot |  |  |  |  | 0 | 0 | 0 | 0
(ii) | 2 way, 3 way, 5 way valve manifolds | 10% of each type, class, size and model | Lot |  |  |  |  | 0 | 0 | 0 | 0
(iii) | Fittings | 10% | Lot |  |  |  |  | 0 | 0 | 0 | 0
(iv) | Purge meters | 5% of each model | Lot |  |  |  |  | 0 | 0 | 0 | 0
(v) | Filter regulators | 20% of each model | Lot |  |  |  |  | 0 | 0 | 0 | 0
7.00.00 | ELECTRIC ACTUATORS:
(i) | Actuator | 1 | No. of each type & rating |  |  |  |  | 0 | 0 | 0 | 0
(ii) | Electronic PCB of all types | 10% of each type & model | Lot |  |  |  |  | 0 | 0 | 0 | 0
(iii) | Absolute Encoder (replaceable part) | 5% of each type & model | Lot |  |  |  |  | 0 | 0 | 0 | 0
(iv) | Electronic Torque sensor | 5% of each type & model | Lot |  |  |  |  | 0 | 0 | 0 | 0
8.00.00 | CONTROL VALVES, ACTUATORS AND ACCESSORIES:
(i) | Pneumatic Control Valve actuator assembly | 10% or 1 Nos. of each type, model and rating, whichever is more | Lot |  |  |  |  | 0 | 0 | 0 | 0
(ii) | Diaphragms, O' rings, seals etc. | 100% of all types, make etc. | Lot |  |  |  |  | 0 | 0 | 0 | 0
(iii) | Pressure Gauges of all types, make, rating etc.(if applicable) | 10% or 2 nos. of each type whichever is more | Lot |  |  |  |  | 0 | 0 | 0 | 0
(iv) | Solenoid valves (if applicable) | 10% or 2 nos. of each type whichever is more | Lot |  |  |  |  | 0 | 0 | 0 | 0
(v) | Control valve positioners/smart positioners and its accessories | 10% or 2 nos. of each type, model and rating, whichever is more | Lot |  |  |  |  | 0 | 0 | 0 | 0
(vi) | E/P converters(if applicable) | 10% or 2 nos. of each type, model and rating, whichever is more | Lot |  |  |  |  | 0 | 0 | 0 | 0
9.00.00 | PUBLIC ADDRESS SYSTEM
(A) | Call Stations & Amplifiers
(i) | Call station for outdoor area with amplifier | 10 % of each type, make, model etc. | Lot |  |  |  |  | 0 | 0 | 0 | 0
(ii) | Call station for indoor area desktop mounting type with amplifier | 10 % of each type, make, model etc. | Lot |  |  |  |  | 0 | 0 | 0 | 0
(iii) | Master Control Unit (MCU) | 10 % of each type, make, model etc. | Lot |  |  |  |  | 0 | 0 | 0 | 0
(iv) | Portable Call station with minimum 2 mtrs connecting cable. | 10 % of each type, make, model etc. | Lot |  |  |  |  | 0 | 0 | 0 | 0
(v) | Standalone amplifier | 10 % of each type, make, model etc. | Lot |  |  |  |  | 0 | 0 | 0 | 0
(B) | Loudspeakers
(i) | Outdoor Industrial horn type loudspeaker | 10 % of each type, make, model etc. | Lot |  |  |  |  | 0 | 0 | 0 | 0
(ii) | Indoor wall mounted cone type loudspeaker | 10 % of each type, make, model etc. | Lot |  |  |  |  | 0 | 0 | 0 | 0
[7 empty] | Sum E | 0 | 0 | 0 | 0
Total of Sum A to E
[8 empty] | Sum INR | Sum USD | Sum EURO | Sum JPY
This total to be filled above at Item B.1 | [7 empty] | 0 | 0 | 0 | 0
II | MANDATORY SPARES FOR ROOFTOP SOLAR PV |  |  | *Currency 1 (INR) Unit Price CIF (Indian port of entry | *Currency 2 (USD) Unit Price CIF (Indian port of entry | *Currency 3 (EURO) Unit Price CIF (Indian port of entry | *Currency 4 (JPY) Unit Price CIF (Indian port of entry | *Currency 1 (INR) Total Price CIF (Indian port of entry | *Currency 2 (USD) Total Price CIF (Indian port of entry | *Currency 3 (EURO) Total Price CIF (Indian port of entry | *Currency 4 (JPY) Total Price CIF (Indian port of entry
1 | Solar PV module | 1% of total population (LOT) | Lot |  |  |  |  | 0 | 0 | 0 | 0
2 | Inverter - | 1 | No. of string inverter of highest size of supplied capacity |  |  |  |  | 0 | 0 | 0 | 0
3 | Flexible Solar DC cable | 500 | Metre |  |  |  |  | 0 | 0 | 0 | 0
4 | DC Side Surge Arrestor (if applicable) | 1 | no. |  |  |  |  | 0 | 0 | 0 | 0
This total to be filled above at Item B.2 | [7 empty] | 0 | 0 | 0 | 0
Note: | Bidder has to verify the unit price and the corresponding total price on its own and ensure the correctness in the above break up list.
Note on I838: Total of Sum A to E (INR)
Note on J838: Total of Sum A to E (USD)
Note on K838: Total of Sum A to E (EURO)
Note on L838: Total of Sum A to E (JPY)
Note on I845: Total INR value
Note on J845: Total USSD value
Note on K845: Total EURO value
Note on L845: Total JPY value

## Schedule-3
GREAT NICOBAR ISLAND GAS ENGINE POWER PROJECT (108 MW ±5 MW) EPC PACKAGE BIDDING DOCUMENT NO: CS-6401-001-2
SCHEDULE OF RATES AND PRICES:
Bidder's Name and Address :
SCHEDULE- 3 : Local Transportation including Port Handling, Port Clearance & Port Charges, Inland Transit Insurance and other local costs incidental to delivery of plant & equipment and mandatory spares at site. (BREAK-UP TO BE FURNISHED BEFORE AWARD)
Item | Description | TOTAL PRICE (Indian Rupees)
1 | 2 | 3
I | MAIN EQUIPMENT
II | MANDATORY SPARES
| TOTAL (I + II) (To be filled up in BOQ SHEET ) | 0

## Schedule-4
GREAT NICOBAR ISLAND GAS ENGINE POWER PROJECT (108 MW ±5 MW) EPC PACKAGE BIDDING DOCUMENT NO: CS-6401-001-2
SCHEDULE OF RATES AND PRICES:
Bidder's Name and Address :
SCHEDULE- 4 : Installation Services [Erection, Civil, Steel Structural works (Site fabricated structures as permitted as per Specifications), Factory Fabricated Steel Structural Works (Erection) & Allied works] including insurance (other than transit insurance and other services as specified in the Bidding Documents). (BREAK-UP TO BE FURNISHED BEFORE AWARD)
Item | Description | TOTAL PRICE
|  | Currency 1 | Currency 2 | Currency 3 | Currency 4
|  | INR | USD | EUR | JPY
1 | 2 | 3 | 4 | 5 | 6
(A)
1 | MAIN EQUIPMENT INCLUDING FACTORY FABRICATED STEEL STRUCTURES FOR GREAT NICOBAR ISLAND GAS ENGINE POWER PROJECT (108 MW ±5 MW) EPC PACKAGE AS PER TECHNICAL SPECIFICATION, PART-A, SECTION-VI
2 | MAIN EQUIPMENT FOR ROOFTOP SOLAR PV AS PER VOLUME-III, PART-A, SECTION-VI
3 | CIVIL STRUCTURAL & ARCHITECTURAL WORKS AS PER SECTION-VI, Part A
4 | Supervision Charges (Refer Part A, Technical Specification, Section VI)
5 | Training Charges (Refer, Part-A, Technical Specification, Section-VI)
6 | Safety Compliance
| TOTAL (A) MAIN EQUIPMENT [(1) + (2) + (3) + (4) + (5) + (6) ] (To be filled up in BOQ SHEET ) | 0 | 0 | 0 | 0
Note: | As per ITB clause 11.1(b) foreign component if any, of Installation Services (excluding civil, structural & allied works ) may be quoted in foreign currency.
1 | Not used
2 | The summation of quantity of Factory fabricated steel structural works quoted by bidder, in Schedule-1 and/or Schedule-2 and the site fabricated structural works quoted by bidder in Schedule-4 shall be equal to total quantity of structural works envisaged by the bidder under the package. Installation Services price for factory fabricated steel structural items shall be seperately indicated by the bidder in Schedule-4.
3 | Bidder to note that only factory fabricated items and not the raw material shall be quoted in Schedule-1 and/or Schedule-2
4 | Bidder to refer ITB clause 11.1(d) while quoting its bid price.

## Schedule-5
GREAT NICOBAR ISLAND GAS ENGINE POWER PROJECT (108 MW ±5 MW) EPC PACKAGE BIDDING DOCUMENT NO: CS-6401-001-2
Bidder's Name and Address :
SCHEDULE OF RATES AND PRICES:
SCHEDULE- 5 : GRAND SUMMARY: NOT USED
Sl. No. | Item Description | Currency 1 (INR) | Currency 2 | Currency 3 | Currency 4
GRAND TOTAL |  | SHALL BE PROVIDED IN SHEET BOQ

## Schedule-6
GREAT NICOBAR ISLAND GAS ENGINE POWER PROJECT (108 MW ±5 MW) EPC PACKAGE BIDDING DOCUMENT NO: CS-6401-001-2
Schedule-6
IFB NO. :
Bidder's Name and Address :
Schedule No. 6 : Recommended Spare Parts:
Item | Description | Quantity | Unit Price |  | Total Price |  | Local transportation charges (including inland insurance, port clearance & port charges (Indian Rs.) | Total Price (as delivered at Project)
|  |  | CIF (Indian port of Entry) (For spares to be supplied from abroad) | Ex-works (India) (For spares to be supplied from within the Employer’s country) | CIF (Indian port of Entry) | Ex-works (India) |  | F.O.R Site (for spares to be supplied from abroad | F.O.R. Site (for spares to be supplied from employer's country)
1 | 2 | 3 | 4 | 5 | 6=3*4 | 7=3*5 | 8 | 9=6+8 | 10=7+8
TOTAL PRICE
We also confirm that the items of Recommended Spares with same specification having same identification number but with different item code have been quoted by us at the same price. Further all such items of spares have been clubbed together and enclosed separately at Annexure... . to our offer. | [8 empty] | Annexure…....
Note: 1. Domestically manufactured spares shall be quoted on Ex-works (India) basis and the spares to be supplied from abroad shall be quoted on CIF (Indian Port of Entry) basis.2. Continuation sheets of like size and format may be used as per Bidder's requirements and annexed to this Schedule. 2. Continuation sheets of like size and format may be used as per Bidder's requirements and annexed to this Schedule.

## Schedule-7A
GREAT NICOBAR ISLAND GAS ENGINE POWER PROJECT (108 MW ±5 MW) EPC PACKAGE BIDDING DOCUMENT NO: CS-6401-001-2
Bidder's Name and Address :
Schedule No. 7A : Custom Duty/ Import Duty and Goods and Services Tax (GST), applicable on Schedules - 1 not included in bid price: BREAK-UP TO BE FURNISHED BEFORE AWARD
The details of Custom Duty/ Import Duty and Goods and Services Tax (as on seven (07) days prior to the last date for submission of price bids) applicable on the price of goods and services quoted in Schedule-1, not included in the Bid Price and which may be payable by the Employer in accordance with the provisions of Bidding Documents are as under :
A. Custom Duty/ Import Duty
Bid Price Component | Rate of Custom Duty/ Import Duty (%) | Amount on which Custom/ Import duty applicable (in Bid Currency) |  |  |  | Total Custom Duty/ Import Duty payable (in Bid Currency)
|  | Currency 1 | Currency 2 | Currency 3 | Currency 4 | Currency 1 | Currency 2 | Currency 3 | Currency 4
|  | INR | USD | EUR | JPY | INR | USD | EUR | JPY
CIF-Main Equipment (Schedule-1)
CIF-Mandatory Spares (Schedule-1)
Type Test charges (Schedule-1)
B. GST
Bid Price Component | Rate of GST (%) | INR: Amount on which GST applicable (in Bid Currency); INR: Total GST payable (in Bid Currency)
|  | Currency 1 | Currency 2 | Currency 3 | Currency 4 | Currency 1 | Currency 2 | Currency 3 | Currency 4
|  | INR | USD | EUR | JPY | INR | USD | EUR | JPY
CIF-Main Equipment (Schedule-1)
CIF-Mandatory Spares (Schedule-1)
Type Test charges (Schedule-1)
Note:
1. In case rate of Custom Duty/ Import Duty and GST is different for various items, such different rates of Custom / Import duty and GST along with the amount on which such Custom/Import Duty and GST is applicable shall be suitably indicated by the bidders in this schedule.
2. The detailed breakup of items along with rate of Custom/ import duty and GST is required to be submitted prior to the placement of award.
3. Bidder to refer ITB clause 11.1(d) while quoting its bid price. | Bidder to refer ITB clause 11.1(d) while quoting its bid price.

## Schedule-7B
GREAT NICOBAR ISLAND GAS ENGINE POWER PROJECT (108 MW ±5 MW) EPC PACKAGE BIDDING DOCUMENT NO: CS-6401-001-2
Bidder's Name and Address :
Schedule No. 7B : Goods and Services Tax (GST), applicable on Schedules - 2,3 & 4 not included in bid price: BREAK-UP TO BE FURNISHED BEFORE AWARD
The details of Goods and Services Tax (as on seven (07) days prior to the last date for submission of bids) applicable on the price of goods and services quoted in Schedule-2, 3 & 4, not included in the Bid Price and which may be payable by the Employer in accordance with the provisions of Bidding Documents are as under :
S. No. | Bid Price Component | Total GST payable (in Bid Currency)
|  | Currency 1 | Currency 2 | Currency 3 | Currency 4
|  | INR | EUR | USD | JPY
1 | Ex-Works-Main Equipment (Schedule-2)
2 | Ex-Works-Mandatory Spares (Schedule-2)
3 | Type Test charges (Schedule-2)
4 | F&I-Main Equipment (Schedule-3)
5 | F&I-Mandatory Spares (Schedule-3)
6 | Erection - Main Equipment (Schedule-4)
7 | Civil Works (Schedule-4)
8 | Training charges (Schedule-4)
9 | Supervision Charge (Schedule-4)
10 | Structural Works (Schedule-4)
11 | Amount linked to Safety Aspects/ compliance to Safety Rules (Schedule-4)
12 | Any other Price Component (not covered above)
| TOTAL (GST) | 0 | 0 | 0 | 0
Notes:
1 | Bidder shall quote the GST as applicable in the Employer's country as on seven (7) days prior to the last date of submission of price bids.
2 | In case rate of GST is different for various items, such different rates of GST along with the amount on which such GST is applicable shall be suitably indicated by the bidders in this schedule.
3 | Bidder to refer ITB clause 11.1(d) while quoting its bid price.

## Schedule-8A
GREAT NICOBAR ISLAND GAS ENGINE POWER PROJECT (108 MW ±5 MW) EPC PACKAGE BIDDING DOCUMENT NO: CS-6401-001-2
Bidder's Name and Address :
Schedule No. 8A : Break up of Type Test Charges for Equipment Priced in Schedule-1: BREAK-UP TO BE FURNISHED BEFORE AWARD
Sl. No. | Description of Test | Charges for one Type /Rating |  |  |  | Number of Type/Rating | Total Type Test Charges*
|  | Currency 1 | Currency 2 | Currency 3 | Currency 4 |  | Currency 1 | Currency 2 | Currency 3 | Currency 4
|  | INR | USD | EUR | JPY |  | INR | USD | EUR | JPY
1 | 2 | 3 | 4 | 5 | 6 | 7 | 8=3*7 | 9=4*7 | 10=5*7 | 11=6*7
1 | Particle size impurities test & moisture test of oil purifier | [5 empty] | 0 | 0 | 0 | 0
[7 empty] | 0 | 0 | 0 | 0
[7 empty] | 0 | 0 | 0 | 0
[7 empty] | 0 | 0 | 0 | 0
[7 empty] | 0 | 0 | 0 | 0
[7 empty] | 0 | 0 | 0 | 0
[7 empty] | 0 | 0 | 0 | 0
[7 empty] | 0 | 0 | 0 | 0
[7 empty] | 0 | 0 | 0 | 0
[7 empty] | 0 | 0 | 0 | 0
| TOTAL (TO SCHEDULE-1) | [5 empty] | 0 | 0 | 0 | 0
Note : The currency for type test charges shall be same as the currency in which the corresponding equipment is being offered in Schedule-1.
If Bidder is not intended to quote price against certain items in this schedule, then the bidder may mention "0" against such items. However, the bidder shall ensure to quote against such items in other schedules appropriately.
If any Type Test is Not Applicable, the Bidder shall quote "0" for such Type test in Schedule 8A & 8B both. However, any Type test found applicable during detailed engineering, that Type Test shall be conducted by the Bidder without any cost implication to NTPC.

## Schedule-8B
GREAT NICOBAR ISLAND GAS ENGINE POWER PROJECT (108 MW ±5 MW) EPC PACKAGE BIDDING DOCUMENT NO: CS-6401-001-2
Bidder's Name and Address :
Schedule No. 8B : Break up of Type Test Charges for Equipment Priced in Schedule-2: BREAK-UP TO BE FURNISHED BEFORE AWARD
Sl. No. | Description of Test | Charges for one Type /Rating |  |  |  | Number of Type/Rating | Total Type Test Charges*
|  | Currency 1 | Currency 2 | Currency 3 | Currency 4 |  | Currency 1 | Currency 2 | Currency 3 | Currency 4
|  | INR | USD | EUR | JPY |  | INR | USD | EUR | JPY
1 | 2 | 3 | 4 | 5 | 6 | 7 | 8=3*7 | 9=4*7 | 10=5*7 | 11=6*7
I. | Particle size impurities test & moisture test of oil purifier | [5 empty] | 0 | 0 | 0 | 0
[7 empty] | 0 | 0 | 0 | 0
[7 empty] | 0 | 0 | 0 | 0
[7 empty] | 0 | 0 | 0 | 0
[7 empty] | 0 | 0 | 0 | 0
[7 empty] | 0 | 0 | 0 | 0
[7 empty] | 0 | 0 | 0 | 0
[7 empty] | 0 | 0 | 0 | 0
[7 empty] | 0 | 0 | 0 | 0
[7 empty] | 0 | 0 | 0 | 0
| TOTAL (TO SCHEDULE-2) | [5 empty] | 0 | 0 | 0 | 0
Note : The currency for type test charges shall be same as the currency in which the corresponding equipment is being offered in Schedule-1.
If Bidder is not intended to quote price against certain items in this schedule, then the bidder may mention "0" against such items. However, the bidder shall ensure to quote against such items in other schedules appropriately.
If any Type Test is Not Applicable, the Bidder shall quote "0" for such Type test in Schedule 8A & 8B both. However, any Type test found applicable during detailed engineering, that Type Test shall be conducted by the Bidder without any cost implication to NTPC.

## Schedule-9
GREAT NICOBAR ISLAND GAS ENGINE POWER PROJECT (108 MW ±5 MW) EPC PACKAGE BIDDING DOCUMENT NO: CS-6401-001-2
Bidder's Name and Address :
Schedule No. 9: SCHEDULE OF TAKE OUT PRICE:
Take out price for certain items/services are indicated below. We confirm that the prices for these items are already included in the Bid Price. We further confirm that the Employer may delete from our scope any of the items given below based on the prices given in this schedule.
Sl. No. | Description | Quantity | Cost implication on the Lumpsum bid price i.e. reduction/decrease (-) in the bid price |  |  |  |  | Reference of Bid where Technical Details have been furnished | Remarks
|  |  | # FOB | # CIF | # Ex-works | Local Transportation & Insurance (Indian Rupees) | Installation
1 | 2 | 3 | 4 | 5 | 6 | 7 | 8 | 9 | 10
I. | Training as per clause no. 28.00.00, Part-A, Volume-VI
II. | One (1) No. passenger elevator as per clause 15.03.00, Volume-III, Part-A, Section-VI alongwith associated civil, structural work, machine room, machine room A/C etc.
III. | Not conducting performance guarantee test (Cat.-I) on one unit
a) | Net Power Output of genset at Base/Full Load.
b) | Net Heat Rate at LHV basis at 100% of Genset base load.
VI. | Non conductance of demonstration performance test (Category-III) on one unit (As per technical specification requirement indicated in Functional guarantee and liquidated damages of Part-A, Section-VI)
# Bidder shall quote the price on Ex-works/CIF basis in line with the price quoted in Schedule-1 and/or Schedule-2.
Note :
1 | Take out price for each item (as applicable) mentioned above in this Schedule shall be included by the bidder in the lumpsum bid price. Employer reserves the right to exclude any of these items during placement of award.
3 | Employer shall finalise take out option up to 2 month of LOA.

## Schedule-10
GREAT NICOBAR ISLAND GAS ENGINE POWER PROJECT (108 MW ±5 MW) EPC PACKAGE BIDDING DOCUMENT NO: CS-6401-001-2
Bidder's Name and Address :
Schedule No. 10 : Schedule of Unit Rates
The Unit Rates of various items are given as under. We confirm that the prices of these items as per the requirement of Technical Specifications are already included in the lump-sum prices quoted in Schedule-1 and/or Schedule-2, Schedule-3 and Schedule-4. We further confirm that these unit rates shall be used for contract price adjustment on account of quantity variation.
S. No. | Item | Unit of Measurement | #CIF/Ex-Works Price | Local Transportation including Port clearance & Port charges and Inland insurance (Indian Rs.) | Installation Services Prices
1 | 2 | 3 | 4 | 5 | 6
# Bidder shall quote the price on Ex-works / CIF basis in line with the prices quoted in Schedule-1 and/or Schedule-2.

## Schedule-11
GREAT NICOBAR ISLAND GAS ENGINE POWER PROJECT (108 MW ±5 MW) EPC PACKAGE BIDDING DOCUMENT NO: CS-6401-001-2
Bidder's Name and Address :
Schedule No. 11 : Schedule of Alternatives- NOT USED
The prices indicated below are additional prices/rebates in Bid Price for providing the alternatives to the base offer as specified in the Technical Specifications.
S. No. | Item Description | Weight/ Quantity | Price
|  |  | Ex-works/CIF |  | Local Transportation and other expenses incidental to delivery at site (Indian Rs.) |  | Installation services
|  |  | Additional Price (+) | Rebate (-) | Additional Price (+) | Rebate (-) | Additional Price (+) | Rebate (-)
1 | 2 | 3 | 4A | 4B | 5A | 5B | 6A | 6B
1 | Any alternative proposed by Bidder
Note : Bidder shall quote the price on Ex-works/CIF basis in line with the price quoted in Schedule-1 and/or Schedule-2.

## Schedule-12
GREAT NICOBAR ISLAND GAS ENGINE POWER PROJECT (108 MW ±5 MW) EPC PACKAGE BIDDING DOCUMENT NO: CS-6401-001-2
Bidder's Name and Address :
SCHEDULE NO. 12 : SCHEDULE OF OPTIONAL ITEMS/SERVICES-NOT USED
The prices indicated for items below shall be additional, if the Employer desires to purchase the same
Sl. No. | Item Description | Qty. (Set/No.) | Ex-works/CIF Price | Local Transportation and Insurance Charges | Installation services
1 | 2 | 3 | 4 | 5 | 6
Note : Bidder shall quote the price on Ex-works/CIF basis in line with the price quoted in Schedule-1 and/or Schedule-2.